## Spectrum
Typical LEDBW1A Spectrum
|  | Wavelength (nm) | Normalized Intensity
|  | 196.9242 | 0
|  | 197.1304 | 0
|  | 197.3367 | 0
|  | 197.543 | 0
Product Raw Data |  | 197.7492 | 0
4900 K, 115 mW (Min) 30 mm Cage-Compatible Diffuse LED Backlight, 1225 mA |  | 197.9556 | 0
|  | 198.1619 | 0
|  | 198.3682 | 0
Item # | LEDBW1A | 198.5746 | 0
DISCLAIMER: The data presented here are typical. Slight variations in performance data will occur from lot to lot. Please contact Technical Support with any questions regarding the use or reliability of this data. |  | 198.7809 | 0
|  | 198.9873 | 0
|  | 199.1937 | 0
|  | 199.4001 | 0
|  | 199.6065 | 0
|  | 199.8129 | 0
This data may be used in publications. However, please cite Thorlabs as the source. |  | 200.0193 | 0
|  | 200.2258 | 0
|  | 200.4322 | 0
Additional Information: |  | 200.6387 | 0
|  | 200.8452 | 0
|  | 201.0517 | 0
|  | 201.2582 | 0
|  | 201.4647 | 0
|  | 201.6712 | 0
|  | 201.8778 | 0
|  | 202.0844 | 0
|  | 202.2909 | 0
|  | 202.4975 | 0
|  | 202.7041 | 0
|  | 202.9107 | 0
|  | 203.1173 | 0
|  | 203.324 | 0
|  | 203.5306 | 0
|  | 203.7373 | 0
|  | 203.944 | 0
|  | 204.1507 | 0
|  | 204.3573 | 0
|  | 204.5641 | 0
|  | 204.7708 | 0
|  | 204.9775 | 0
|  | 205.1843 | 0
|  | 205.391 | 0
|  | 205.5978 | 0
|  | 205.8046 | 0
|  | 206.0114 | 0
|  | 206.2182 | 0
|  | 206.425 | 0
|  | 206.6319 | 0
|  | 206.8387 | 0
|  | 207.0456 | 0
|  | 207.2524 | 0
|  | 207.4593 | 0
|  | 207.6662 | 0
|  | 207.8732 | 0
|  | 208.0801 | 0
|  | 208.287 | 0
|  | 208.494 | 0
|  | 208.7009 | 0
|  | 208.9079 | 0
|  | 209.1149 | 0
|  | 209.3219 | 0
|  | 209.5289 | 0
|  | 209.7359 | 0
|  | 209.943 | 0
|  | 210.15 | 0
|  | 210.3571 | 0
|  | 210.5642 | 0
|  | 210.7712 | 0
|  | 210.9784 | 0
|  | 211.1855 | 0
|  | 211.3926 | 0
|  | 211.5997 | 0
|  | 211.8069 | 0
|  | 212.014 | 0
|  | 212.2212 | 0
|  | 212.4284 | 0
|  | 212.6356 | 0
|  | 212.8428 | 0
|  | 213.05 | 0
|  | 213.2573 | 0
|  | 213.4645 | 0
|  | 213.6718 | 0
|  | 213.8791 | 0
|  | 214.0864 | 0
|  | 214.2937 | 0
|  | 214.501 | 0
|  | 214.7083 | 0
|  | 214.9156 | 0
|  | 215.123 | 0
|  | 215.3304 | 0
|  | 215.5377 | 0
|  | 215.7451 | 0
|  | 215.9525 | 0
|  | 216.1599 | 0
|  | 216.3674 | 0
|  | 216.5748 | 0
|  | 216.7823 | 0
|  | 216.9897 | 0
|  | 217.1972 | 0
|  | 217.4047 | 0
|  | 217.6122 | 0
|  | 217.8197 | 0
|  | 218.0273 | 0
|  | 218.2348 | 0
|  | 218.4423 | 0
|  | 218.6499 | 0
|  | 218.8575 | 0
|  | 219.0651 | 0
|  | 219.2727 | 0
|  | 219.4803 | 0
|  | 219.6879 | 0
|  | 219.8955 | 0
|  | 220.1032 | 0
|  | 220.3109 | 0
|  | 220.5186 | 0
|  | 220.7262 | 0
|  | 220.9339 | 0
|  | 221.1417 | 0
|  | 221.3494 | 0
|  | 221.5571 | 0
|  | 221.7649 | 0
|  | 221.9726 | 0
|  | 222.1804 | 0
|  | 222.3882 | 0
|  | 222.596 | 0
|  | 222.8038 | 0
|  | 223.0117 | 0
|  | 223.2195 | 0
|  | 223.4273 | 0
|  | 223.6352 | 0
|  | 223.8431 | 0
|  | 224.051 | 0
|  | 224.2589 | 0
|  | 224.4668 | 0
|  | 224.6747 | 0
|  | 224.8827 | 0
|  | 225.0906 | 0
|  | 225.2986 | 0
|  | 225.5066 | 0
|  | 225.7146 | 0
|  | 225.9226 | 0
|  | 226.1306 | 0
|  | 226.3386 | 0
|  | 226.5466 | 0
|  | 226.7547 | 0
|  | 226.9627 | 0
|  | 227.1708 | 0
|  | 227.3789 | 0
|  | 227.587 | 0
|  | 227.7951 | 0
|  | 228.0033 | 0
|  | 228.2114 | 0
|  | 228.4196 | 0
|  | 228.6277 | 0
|  | 228.8359 | 0
|  | 229.0441 | 0
|  | 229.2523 | 0
|  | 229.4605 | 0
|  | 229.6687 | 0
|  | 229.877 | 0
|  | 230.0852 | 0
|  | 230.2935 | 0
|  | 230.5018 | 0
|  | 230.71 | 0
|  | 230.9184 | 0
|  | 231.1267 | 0
|  | 231.335 | 0
|  | 231.5433 | 0
|  | 231.7517 | 0
|  | 231.96 | 0
|  | 232.1684 | 0
|  | 232.3768 | 0
|  | 232.5852 | 0
|  | 232.7936 | 0
|  | 233.002 | 0
|  | 233.2105 | 0
|  | 233.4189 | 0
|  | 233.6274 | 0
|  | 233.8359 | 0
|  | 234.0444 | 0
|  | 234.2529 | 0
|  | 234.4614 | 0
|  | 234.6699 | 0
|  | 234.8784 | 0
|  | 235.087 | 0
|  | 235.2955 | 0
|  | 235.5041 | 0
|  | 235.7127 | 0
|  | 235.9213 | 0
|  | 236.1299 | 0
|  | 236.3385 | 0
|  | 236.5472 | 0
|  | 236.7558 | 0
|  | 236.9645 | 0
|  | 237.1732 | 0
|  | 237.3819 | 0
|  | 237.5906 | 0
|  | 237.7993 | 0
|  | 238.008 | 0
|  | 238.2167 | 0
|  | 238.4255 | 0
|  | 238.6342 | 0
|  | 238.843 | 0
|  | 239.0518 | 0
|  | 239.2606 | 0
|  | 239.4694 | 0
|  | 239.6782 | 0
|  | 239.8871 | 0
|  | 240.0959 | 0
|  | 240.3048 | 0
|  | 240.5136 | 0
|  | 240.7225 | 0
|  | 240.9314 | 0
|  | 241.1403 | 0
|  | 241.3493 | 0
|  | 241.5582 | 0
|  | 241.7671 | 0
|  | 241.9761 | 0
|  | 242.1851 | 0
|  | 242.3941 | 0
|  | 242.603 | 0
|  | 242.8121 | 0
|  | 243.0211 | 0
|  | 243.2301 | 0
|  | 243.4392 | 0
|  | 243.6482 | 0
|  | 243.8573 | 0
|  | 244.0664 | 0
|  | 244.2755 | 0
|  | 244.4846 | 0
|  | 244.6937 | 0
|  | 244.9028 | 0
|  | 245.112 | 0
|  | 245.3211 | 0
|  | 245.5303 | 0
|  | 245.7395 | 0
|  | 245.9487 | 0
|  | 246.1579 | 0
|  | 246.3671 | 0
|  | 246.5763 | 0
|  | 246.7856 | 0
|  | 246.9948 | 0
|  | 247.2041 | 0
|  | 247.4134 | 0
|  | 247.6227 | 0
|  | 247.832 | 0
|  | 248.0413 | 0
|  | 248.2506 | 0
|  | 248.4599 | 0
|  | 248.6693 | 0
|  | 248.8787 | 0
|  | 249.0881 | 0
|  | 249.2974 | 0
|  | 249.5068 | 0
|  | 249.7163 | 0
|  | 249.9257 | 0
|  | 250.1351 | 0
|  | 250.3446 | 0
|  | 250.554 | 0
|  | 250.7635 | 0
|  | 250.973 | 0
|  | 251.1825 | 0
|  | 251.392 | 0
|  | 251.6016 | 0
|  | 251.8111 | 0
|  | 252.0206 | 0
|  | 252.2302 | 0
|  | 252.4398 | 0
|  | 252.6494 | 0
|  | 252.859 | 0
|  | 253.0686 | 0
|  | 253.2782 | 0
|  | 253.4879 | 0
|  | 253.6975 | 0
|  | 253.9072 | 0
|  | 254.1168 | 0
|  | 254.3265 | 0
|  | 254.5362 | 0
|  | 254.7459 | 0
|  | 254.9557 | 0
|  | 255.1654 | 0
|  | 255.3751 | 0
|  | 255.5849 | 0
|  | 255.7947 | 0
|  | 256.0045 | 0
|  | 256.2143 | 0
|  | 256.4241 | 0
|  | 256.6339 | 0
|  | 256.8437 | 0
|  | 257.0536 | 0
|  | 257.2634 | 0
|  | 257.4733 | 0
|  | 257.6832 | 0
|  | 257.8931 | 0
|  | 258.103 | 0
|  | 258.3129 | 0
|  | 258.5229 | 0
|  | 258.7328 | 0
|  | 258.9427 | 0
|  | 259.1527 | 0
|  | 259.3627 | 0
|  | 259.5727 | 0
|  | 259.7827 | 0
|  | 259.9927 | 0
|  | 260.2028 | 0
|  | 260.4128 | 0
|  | 260.6228 | 0
|  | 260.8329 | 0
|  | 261.043 | 0
|  | 261.2531 | 0
|  | 261.4632 | 0
|  | 261.6733 | 0
|  | 261.8834 | 0
|  | 262.0936 | 0
|  | 262.3037 | 0
|  | 262.5139 | 0
|  | 262.7241 | 0
|  | 262.9343 | 0
|  | 263.1445 | 0
|  | 263.3547 | 0
|  | 263.5649 | 0
|  | 263.7751 | 0
|  | 263.9854 | 0
|  | 264.1957 | 0
|  | 264.4059 | 0
|  | 264.6162 | 0
|  | 264.8265 | 0
|  | 265.0368 | 0
|  | 265.2472 | 0
|  | 265.4575 | 0
|  | 265.6678 | 0
|  | 265.8782 | 0
|  | 266.0886 | 0
|  | 266.2989 | 0
|  | 266.5094 | 0
|  | 266.7198 | 0
|  | 266.9302 | 0
|  | 267.1406 | 0
|  | 267.3511 | 0
|  | 267.5615 | 0
|  | 267.772 | 0
|  | 267.9825 | 0
|  | 268.193 | 0
|  | 268.4035 | 0
|  | 268.614 | 0
|  | 268.8245 | 0
|  | 269.0351 | 0
|  | 269.2456 | 0
|  | 269.4562 | 0
|  | 269.6668 | 0
|  | 269.8774 | 0
|  | 270.088 | 0
|  | 270.2986 | 0
|  | 270.5093 | 0
|  | 270.7199 | 0
|  | 270.9305 | 0
|  | 271.1412 | 0
|  | 271.3519 | 0
|  | 271.5626 | 0
|  | 271.7733 | 0
|  | 271.984 | 0
|  | 272.1947 | 0
|  | 272.4055 | 0
|  | 272.6162 | 0
|  | 272.827 | 0
|  | 273.0378 | 0
|  | 273.2485 | 0
|  | 273.4593 | 0
|  | 273.6701 | 0
|  | 273.881 | 0
|  | 274.0918 | 0
|  | 274.3027 | 0
|  | 274.5135 | 0
|  | 274.7244 | 0
|  | 274.9353 | 0
|  | 275.1462 | 0
|  | 275.3571 | 0
|  | 275.568 | 0
|  | 275.7789 | 0
|  | 275.9899 | 0
|  | 276.2008 | 0
|  | 276.4118 | 0
|  | 276.6228 | 0
|  | 276.8338 | 0
|  | 277.0448 | 0
|  | 277.2558 | 0
|  | 277.4669 | 0
|  | 277.6779 | 0
|  | 277.889 | 0
|  | 278.1 | 0
|  | 278.3111 | 0
|  | 278.5222 | 0
|  | 278.7333 | 0
|  | 278.9444 | 0
|  | 279.1556 | 0
|  | 279.3667 | 0
|  | 279.5779 | 0
|  | 279.789 | 0
|  | 280.0002 | 0
|  | 280.2114 | 0
|  | 280.4226 | 0
|  | 280.6338 | 0
|  | 280.845 | 0
|  | 281.0562 | 0
|  | 281.2675 | 0
|  | 281.4788 | 0
|  | 281.69 | 0
|  | 281.9013 | 0
|  | 282.1126 | 0
|  | 282.3239 | 0
|  | 282.5353 | 0
|  | 282.7466 | 0
|  | 282.9579 | 0
|  | 283.1693 | 0
|  | 283.3807 | 0
|  | 283.5921 | 0
|  | 283.8035 | 0
|  | 284.0149 | 0
|  | 284.2263 | 0
|  | 284.4377 | 0
|  | 284.6492 | 0
|  | 284.8606 | 0
|  | 285.0721 | 0
|  | 285.2836 | 0
|  | 285.4951 | 0
|  | 285.7066 | 0
|  | 285.9181 | 0
|  | 286.1296 | 0
|  | 286.3412 | 0
|  | 286.5527 | 0
|  | 286.7643 | 0
|  | 286.9759 | 0
|  | 287.1874 | 0
|  | 287.399 | 0
|  | 287.6107 | 0
|  | 287.8223 | 0
|  | 288.0339 | 0
|  | 288.2456 | 0
|  | 288.4572 | 0
|  | 288.6689 | 0
|  | 288.8806 | 0
|  | 289.0923 | 0
|  | 289.304 | 0
|  | 289.5157 | 0
|  | 289.7274 | 0
|  | 289.9392 | 0
|  | 290.151 | 0
|  | 290.3627 | 0
|  | 290.5745 | 0
|  | 290.7863 | 0
|  | 290.9981 | 0
|  | 291.2099 | 0
|  | 291.4218 | 0
|  | 291.6336 | 0
|  | 291.8455 | 0
|  | 292.0573 | 0
|  | 292.2692 | 0
|  | 292.4811 | 0
|  | 292.693 | 0
|  | 292.9049 | 0
|  | 293.1168 | 0
|  | 293.3288 | 0
|  | 293.5407 | 0
|  | 293.7527 | 0
|  | 293.9647 | 0
|  | 294.1767 | 0
|  | 294.3887 | 0
|  | 294.6007 | 0
|  | 294.8127 | 0
|  | 295.0247 | 0
|  | 295.2368 | 0
|  | 295.4488 | 0
|  | 295.6609 | 0
|  | 295.873 | 0
|  | 296.0851 | 0
|  | 296.2972 | 0
|  | 296.5093 | 0
|  | 296.7215 | 0
|  | 296.9336 | 0
|  | 297.1458 | 0
|  | 297.3579 | 0
|  | 297.5701 | 0
|  | 297.7823 | 0
|  | 297.9945 | 0
|  | 298.2067 | 0
|  | 298.419 | 0
|  | 298.6312 | 0
|  | 298.8435 | 0
|  | 299.0557 | 0
|  | 299.268 | 0
|  | 299.4803 | 0
|  | 299.6926 | 0
|  | 299.9049 | 0
|  | 300.1172 | 0
|  | 300.3296 | 0
|  | 300.5419 | 0
|  | 300.7543 | 0
|  | 300.9666 | 0
|  | 301.1791 | 0
|  | 301.3915 | 0
|  | 301.6039 | 0
|  | 301.8163 | 0
|  | 302.0287 | 0
|  | 302.2412 | 0
|  | 302.4536 | 0
|  | 302.6661 | 0
|  | 302.8785 | 0
|  | 303.091 | 0
|  | 303.3036 | 0
|  | 303.5161 | 0
|  | 303.7286 | 0
|  | 303.9411 | 0
|  | 304.1537 | 0
|  | 304.3663 | 0
|  | 304.5788 | 0
|  | 304.7914 | 0
|  | 305.004 | 0
|  | 305.2166 | 0
|  | 305.4293 | 0
|  | 305.6419 | 0
|  | 305.8546 | 0
|  | 306.0672 | 0
|  | 306.2799 | 0
|  | 306.4926 | 0
|  | 306.7053 | 0
|  | 306.918 | 0
|  | 307.1307 | 0
|  | 307.3434 | 0
|  | 307.5562 | 0
|  | 307.7689 | 0
|  | 307.9817 | 0
|  | 308.1945 | 0
|  | 308.4073 | 0
|  | 308.6201 | 0
|  | 308.8329 | 0
|  | 309.0457 | 0
|  | 309.2586 | 0
|  | 309.4714 | 0
|  | 309.6843 | 0
|  | 309.8972 | 0
|  | 310.1101 | 0
|  | 310.323 | 0
|  | 310.5359 | 0
|  | 310.7488 | 0
|  | 310.9617 | 0
|  | 311.1747 | 0
|  | 311.3876 | 0
|  | 311.6006 | 0
|  | 311.8136 | 0
|  | 312.0266 | 0
|  | 312.2396 | 0
|  | 312.4526 | 0
|  | 312.6657 | 0
|  | 312.8787 | 0
|  | 313.0917 | 0
|  | 313.3048 | 0
|  | 313.5179 | 0
|  | 313.731 | 0
|  | 313.9441 | 0
|  | 314.1572 | 0
|  | 314.3703 | 0
|  | 314.5835 | 0
|  | 314.7966 | 0
|  | 315.0098 | 0
|  | 315.223 | 0
|  | 315.4362 | 0
|  | 315.6494 | 0
|  | 315.8626 | 0
|  | 316.0758 | 0
|  | 316.289 | 0
|  | 316.5023 | 0
|  | 316.7155 | 0
|  | 316.9288 | 0
|  | 317.1421 | 0
|  | 317.3554 | 0
|  | 317.5687 | 0
|  | 317.782 | 0
|  | 317.9953 | 0
|  | 318.2087 | 0
|  | 318.422 | 0
|  | 318.6354 | 0
|  | 318.8488 | 0
|  | 319.0622 | 0
|  | 319.2756 | 0
|  | 319.489 | 0
|  | 319.7024 | 0
|  | 319.9158 | 0
|  | 320.1293 | 0
|  | 320.3427 | 0
|  | 320.5562 | 0
|  | 320.7697 | 0
|  | 320.9832 | 0
|  | 321.1967 | 0
|  | 321.4103 | 0
|  | 321.6238 | 0
|  | 321.8373 | 0
|  | 322.0509 | 0
|  | 322.2644 | 0
|  | 322.478 | 0
|  | 322.6916 | 0
|  | 322.9052 | 0
|  | 323.1188 | 0
|  | 323.3325 | 0
|  | 323.5461 | 0
|  | 323.7598 | 0
|  | 323.9734 | 0
|  | 324.1871 | 0
|  | 324.4008 | 0
|  | 324.6145 | 0
|  | 324.8282 | 0
|  | 325.0419 | 0
|  | 325.2557 | 0
|  | 325.4694 | 0
|  | 325.6831 | 0
|  | 325.8969 | 0
|  | 326.1107 | 0
|  | 326.3245 | 0
|  | 326.5383 | 0
|  | 326.7521 | 0
|  | 326.9659 | 0
|  | 327.1798 | 0
|  | 327.3936 | 0
|  | 327.6075 | 0
|  | 327.8214 | 0
|  | 328.0353 | 0
|  | 328.2492 | 0
|  | 328.4631 | 0
|  | 328.677 | 0
|  | 328.891 | 0
|  | 329.1049 | 0
|  | 329.3188 | 0
|  | 329.5328 | 0
|  | 329.7468 | 0
|  | 329.9608 | 0
|  | 330.1748 | 0
|  | 330.3888 | 0
|  | 330.6029 | 0
|  | 330.8169 | 0
|  | 331.031 | 0
|  | 331.245 | 0
|  | 331.4591 | 0
|  | 331.6732 | 0
|  | 331.8873 | 0
|  | 332.1014 | 0
|  | 332.3155 | 0
|  | 332.5297 | 0
|  | 332.7438 | 0
|  | 332.958 | 0
|  | 333.1721 | 0
|  | 333.3863 | 0
|  | 333.6005 | 0
|  | 333.8148 | 0
|  | 334.029 | 0
|  | 334.2432 | 0
|  | 334.4574 | 0
|  | 334.6717 | 0
|  | 334.886 | 0
|  | 335.1003 | 0
|  | 335.3145 | 0
|  | 335.5288 | 0
|  | 335.7432 | 0
|  | 335.9575 | 0
|  | 336.1718 | 0
|  | 336.3862 | 0
|  | 336.6005 | 0
|  | 336.8149 | 0
|  | 337.0293 | 0
|  | 337.2437 | 0
|  | 337.4581 | 0
|  | 337.6725 | 0
|  | 337.887 | 0
|  | 338.1014 | 0
|  | 338.3159 | 0
|  | 338.5303 | 0
|  | 338.7448 | 0
|  | 338.9593 | 0
|  | 339.1738 | 0
|  | 339.3883 | 0
|  | 339.6028 | 0
|  | 339.8174 | 0
|  | 340.0319 | 0
|  | 340.2465 | 0
|  | 340.4611 | 0
|  | 340.6757 | 0
|  | 340.8903 | 0
|  | 341.1049 | 0
|  | 341.3195 | 0
|  | 341.5341 | 0
|  | 341.7487 | 0
|  | 341.9634 | 0
|  | 342.1781 | 0
|  | 342.3928 | 0
|  | 342.6074 | 0
|  | 342.8221 | 0
|  | 343.0369 | 0
|  | 343.2516 | 0
|  | 343.4663 | 0
|  | 343.6811 | 0
|  | 343.8958 | 0
|  | 344.1106 | 0
|  | 344.3254 | 0
|  | 344.5402 | 0
|  | 344.755 | 0
|  | 344.9699 | 0
|  | 345.1847 | 0
|  | 345.3995 | 0
|  | 345.6144 | 0
|  | 345.8292 | 0
|  | 346.0441 | 0
|  | 346.259 | 0
|  | 346.4739 | 0
|  | 346.6888 | 0
|  | 346.9038 | 0
|  | 347.1187 | 0
|  | 347.3336 | 0
|  | 347.5486 | 0
|  | 347.7636 | 0
|  | 347.9786 | 0
|  | 348.1936 | 0
|  | 348.4086 | 0
|  | 348.6236 | 0
|  | 348.8386 | 0
|  | 349.0537 | 0
|  | 349.2687 | 0
|  | 349.4838 | 0
|  | 349.6989 | 0
|  | 349.914 | 0
|  | 350.1291 | 0
|  | 350.3442 | 0
|  | 350.5593 | 0
|  | 350.7744 | 0
|  | 350.9896 | 0
|  | 351.2047 | 0
|  | 351.4199 | 0
|  | 351.6351 | 0
|  | 351.8503 | 0
|  | 352.0655 | 0
|  | 352.2807 | 0
|  | 352.496 | 0
|  | 352.7112 | 0
|  | 352.9264 | 0
|  | 353.1417 | 0
|  | 353.357 | 0
|  | 353.5723 | 0
|  | 353.7876 | 0
|  | 354.0029 | 0
|  | 354.2182 | 0
|  | 354.4336 | 0
|  | 354.6489 | 0
|  | 354.8643 | 0
|  | 355.0797 | 0
|  | 355.295 | 0
|  | 355.5104 | 0
|  | 355.7259 | 0
|  | 355.9413 | 0
|  | 356.1567 | 0
|  | 356.3721 | 0
|  | 356.5876 | 0
|  | 356.8031 | 0
|  | 357.0185 | 0
|  | 357.234 | 0
|  | 357.4495 | 0
|  | 357.665 | 0
|  | 357.8806 | 0
|  | 358.0961 | 0
|  | 358.3116 | 0
|  | 358.5272 | 0
|  | 358.7428 | 0
|  | 358.9583 | 0
|  | 359.1739 | 0
|  | 359.3896 | 0
|  | 359.6052 | 0
|  | 359.8208 | 0
|  | 360.0364 | 0
|  | 360.2521 | 0
|  | 360.4677 | 0
|  | 360.6834 | 0
|  | 360.8991 | 0
|  | 361.1148 | 0
|  | 361.3305 | 0
|  | 361.5463 | 0
|  | 361.762 | 0
|  | 361.9777 | 0
|  | 362.1935 | 0
|  | 362.4093 | 0
|  | 362.625 | 0
|  | 362.8408 | 0
|  | 363.0566 | 0
|  | 363.2725 | 0
|  | 363.4883 | 0
|  | 363.7041 | 0
|  | 363.9199 | 0
|  | 364.1358 | 0
|  | 364.3517 | 0
|  | 364.5676 | 0
|  | 364.7835 | 0
|  | 364.9994 | 0
|  | 365.2153 | 0
|  | 365.4312 | 0
|  | 365.6472 | 0
|  | 365.8631 | 0
|  | 366.0791 | 0
|  | 366.2951 | 0
|  | 366.5111 | 0
|  | 366.7271 | 0
|  | 366.9431 | 0
|  | 367.1591 | 0
|  | 367.3752 | 0
|  | 367.5912 | 0
|  | 367.8073 | 0
|  | 368.0233 | 0
|  | 368.2394 | 0
|  | 368.4555 | 0
|  | 368.6716 | 0
|  | 368.8877 | 0
|  | 369.1039 | 0
|  | 369.32 | 0
|  | 369.5362 | 0
|  | 369.7523 | 0
|  | 369.9685 | 0
|  | 370.1847 | 0
|  | 370.4009 | 0
|  | 370.6171 | 0
|  | 370.8333 | 0
|  | 371.0495 | 0
|  | 371.2658 | 0
|  | 371.4821 | 0
|  | 371.6983 | 0
|  | 371.9146 | 0
|  | 372.1309 | 0
|  | 372.3472 | 0
|  | 372.5635 | 0
|  | 372.7798 | 0
|  | 372.9962 | 0
|  | 373.2125 | 0
|  | 373.4289 | 0
|  | 373.6453 | 0
|  | 373.8616 | 0
|  | 374.078 | 2.3143e-31
|  | 374.2944 | 7.0316e-30
|  | 374.5109 | 1.1041e-28
|  | 374.7273 | 1.1932e-27
|  | 374.9437 | 9.9745e-27
|  | 375.1602 | 6.8735e-26
|  | 375.3766 | 4.0636e-25
|  | 375.5931 | 2.1181e-24
|  | 375.8096 | 9.9296e-24
|  | 376.0261 | 4.2497e-23
|  | 376.2426 | 1.6801e-22
|  | 376.4591 | 6.1933e-22
|  | 376.6757 | 2.1452e-21
|  | 376.8922 | 7.0266e-21
|  | 377.1088 | 2.1881e-20
|  | 377.3254 | 6.508e-20
|  | 377.5419 | 1.856e-19
|  | 377.7585 | 5.0927e-19
|  | 377.9751 | 1.3485e-18
|  | 378.1917 | 3.4548e-18
|  | 378.4084 | 8.5834e-18
|  | 378.625 | 2.0724e-17
|  | 378.8417 | 4.8711e-17
|  | 379.0583 | 1.1165e-16
|  | 379.275 | 2.4992e-16
|  | 379.4917 | 5.4705e-16
|  | 379.7084 | 1.1724e-15
|  | 379.9251 | 2.4624e-15
|  | 380.1418 | 5.0743e-15
|  | 380.3585 | 1.0268e-14
|  | 380.5753 | 2.042e-14
|  | 380.7921 | 3.994e-14
|  | 381.0088 | 7.6887e-14
|  | 381.2256 | 1.4577e-13
|  | 381.4424 | 2.7234e-13
|  | 381.6592 | 5.0165e-13
|  | 381.876 | 9.1157e-13
|  | 382.0928 | 1.6348e-12
|  | 382.3096 | 2.8949e-12
|  | 382.5265 | 5.0635e-12
|  | 382.7434 | 8.7519e-12
|  | 382.9602 | 1.4953e-11
|  | 383.1771 | 2.5264e-11
|  | 383.394 | 4.2223e-11
|  | 383.6109 | 6.9822e-11
|  | 383.8278 | 1.1428e-10
|  | 384.0447 | 1.8517e-10
|  | 384.2617 | 2.9711e-10
|  | 384.4786 | 4.722e-10
|  | 384.6956 | 7.4349e-10
|  | 384.9126 | 1.16e-09
|  | 385.1295 | 1.7939e-09
|  | 385.3465 | 2.7501e-09
|  | 385.5635 | 4.1801e-09
|  | 385.7806 | 6.3008e-09
|  | 385.9976 | 9.42e-09
|  | 386.2146 | 1.3971e-08
|  | 386.4317 | 2.0557e-08
|  | 386.6488 | 3.0016e-08
|  | 386.8658 | 4.3496e-08
|  | 387.0829 | 6.2562e-08
|  | 387.3 | 8.9329e-08
|  | 387.5171 | 1.2663e-07
|  | 387.7342 | 1.7825e-07
|  | 387.9514 | 2.4916e-07
|  | 388.1685 | 3.459e-07
|  | 388.3857 | 4.7697e-07
|  | 388.6029 | 6.5335e-07
|  | 388.82 | 8.8911e-07
|  | 389.0372 | 1.2022e-06
|  | 389.2544 | 1.6152e-06
|  | 389.4717 | 2.1565e-06
|  | 389.6889 | 2.8615e-06
|  | 389.9061 | 3.7739e-06
|  | 390.1234 | 4.9473e-06
|  | 390.3406 | 6.4473e-06
|  | 390.5579 | 8.3529e-06
|  | 390.7752 | 1.0759e-05
|  | 390.9925 | 1.378e-05
|  | 391.2098 | 1.755e-05
|  | 391.4271 | 2.2227e-05
|  | 391.6444 | 2.7996e-05
|  | 391.8618 | 3.5072e-05
|  | 392.0791 | 4.3701e-05
|  | 392.2965 | 5.4164e-05
|  | 392.5139 | 6.6782e-05
|  | 392.7313 | 8.1915e-05
|  | 392.9486 | 9.9964e-05
|  | 393.166 | 0.00012137
|  | 393.3835 | 0.00014664
|  | 393.6009 | 0.00017728
|  | 393.8184 | 0.00021427
|  | 394.0358 | 0.00025885
|  | 394.2533 | 0.00031215
|  | 394.4708 | 0.00037586
|  | 394.6882 | 0.00045092
|  | 394.9058 | 0.00053897
|  | 395.1233 | 0.00064132
|  | 395.3408 | 0.00075962
|  | 395.5583 | 0.00089488
|  | 395.7759 | 0.00105
|  | 395.9934 | 0.00122
|  | 396.211 | 0.00142
|  | 396.4286 | 0.00164
|  | 396.6462 | 0.00188
|  | 396.8638 | 0.00215
|  | 397.0814 | 0.00245
|  | 397.299 | 0.00278
|  | 397.5167 | 0.00313
|  | 397.7343 | 0.00352
|  | 397.952 | 0.00393
|  | 398.1696 | 0.00438
|  | 398.3873 | 0.00485
|  | 398.605 | 0.00535
|  | 398.8227 | 0.00588
|  | 399.0404 | 0.00642
|  | 399.2582 | 0.00699
|  | 399.4759 | 0.00758
|  | 399.6937 | 0.00819
|  | 399.9114 | 0.00881
|  | 400.1292 | 0.00944
|  | 400.347 | 0.01008
|  | 400.5648 | 0.01073
|  | 400.7826 | 0.01138
|  | 401.0004 | 0.01203
|  | 401.2183 | 0.01267
|  | 401.4361 | 0.01331
|  | 401.654 | 0.01394
|  | 401.8718 | 0.01455
|  | 402.0897 | 0.01514
|  | 402.3076 | 0.01571
|  | 402.5255 | 0.01626
|  | 402.7434 | 0.01679
|  | 402.9613 | 0.01729
|  | 403.1793 | 0.01777
|  | 403.3972 | 0.01822
|  | 403.6152 | 0.01864
|  | 403.8332 | 0.01904
|  | 404.0512 | 0.01941
|  | 404.2691 | 0.01975
|  | 404.4871 | 0.02007
|  | 404.7051 | 0.02036
|  | 404.9232 | 0.02063
|  | 405.1412 | 0.02088
|  | 405.3592 | 0.02112
|  | 405.5773 | 0.02133
|  | 405.7954 | 0.02154
|  | 406.0135 | 0.02173
|  | 406.2316 | 0.02192
|  | 406.4497 | 0.02211
|  | 406.6678 | 0.0223
|  | 406.8859 | 0.02249
|  | 407.1041 | 0.02268
|  | 407.3222 | 0.02288
|  | 407.5404 | 0.0231
|  | 407.7586 | 0.02332
|  | 407.9767 | 0.02357
|  | 408.195 | 0.02383
|  | 408.4131 | 0.02411
|  | 408.6314 | 0.02441
|  | 408.8496 | 0.02475
|  | 409.0678 | 0.02511
|  | 409.2861 | 0.0255
|  | 409.5044 | 0.02592
|  | 409.7227 | 0.02637
|  | 409.9409 | 0.02686
|  | 410.1592 | 0.02738
|  | 410.3776 | 0.02793
|  | 410.5959 | 0.02852
|  | 410.8142 | 0.02914
|  | 411.0326 | 0.02979
|  | 411.2509 | 0.03048
|  | 411.4693 | 0.03121
|  | 411.6877 | 0.03198
|  | 411.906 | 0.03278
|  | 412.1245 | 0.03362
|  | 412.3429 | 0.03449
|  | 412.5613 | 0.0354
|  | 412.7797 | 0.03634
|  | 412.9982 | 0.03731
|  | 413.2166 | 0.03833
|  | 413.4351 | 0.03937
|  | 413.6536 | 0.04045
|  | 413.8721 | 0.04156
|  | 414.0906 | 0.04271
|  | 414.3091 | 0.04389
|  | 414.5276 | 0.0451
|  | 414.7462 | 0.04634
|  | 414.9647 | 0.04763
|  | 415.1833 | 0.04894
|  | 415.4019 | 0.0503
|  | 415.6204 | 0.05169
|  | 415.839 | 0.05313
|  | 416.0577 | 0.05461
|  | 416.2763 | 0.05612
|  | 416.4949 | 0.05768
|  | 416.7135 | 0.05929
|  | 416.9322 | 0.06095
|  | 417.1508 | 0.06267
|  | 417.3695 | 0.06444
|  | 417.5882 | 0.06626
|  | 417.8069 | 0.06815
|  | 418.0256 | 0.07009
|  | 418.2443 | 0.07211
|  | 418.463 | 0.07419
|  | 418.6818 | 0.07633
|  | 418.9005 | 0.07855
|  | 419.1193 | 0.08084
|  | 419.3381 | 0.08319
|  | 419.5569 | 0.08562
|  | 419.7757 | 0.08812
|  | 419.9945 | 0.09069
|  | 420.2133 | 0.09333
|  | 420.4321 | 0.09604
|  | 420.651 | 0.09882
|  | 420.8698 | 0.10167
|  | 421.0887 | 0.10458
|  | 421.3076 | 0.10757
|  | 421.5265 | 0.11061
|  | 421.7454 | 0.11372
|  | 421.9643 | 0.11689
|  | 422.1832 | 0.12013
|  | 422.4022 | 0.12342
|  | 422.6211 | 0.12678
|  | 422.8401 | 0.13019
|  | 423.059 | 0.13367
|  | 423.278 | 0.1372
|  | 423.497 | 0.1408
|  | 423.716 | 0.14446
|  | 423.935 | 0.14819
|  | 424.154 | 0.15198
|  | 424.3731 | 0.15584
|  | 424.5921 | 0.15977
|  | 424.8112 | 0.16377
|  | 425.0302 | 0.16785
|  | 425.2493 | 0.172
|  | 425.4684 | 0.17623
|  | 425.6875 | 0.18053
|  | 425.9067 | 0.1849
|  | 426.1258 | 0.18936
|  | 426.3449 | 0.19389
|  | 426.5641 | 0.19851
|  | 426.7832 | 0.2032
|  | 427.0024 | 0.20798
|  | 427.2216 | 0.21284
|  | 427.4408 | 0.21778
|  | 427.66 | 0.2228
|  | 427.8792 | 0.22791
|  | 428.0984 | 0.23309
|  | 428.3177 | 0.23836
|  | 428.5369 | 0.24371
|  | 428.7562 | 0.24914
|  | 428.9754 | 0.25465
|  | 429.1947 | 0.26025
|  | 429.414 | 0.26593
|  | 429.6333 | 0.27171
|  | 429.8526 | 0.27757
|  | 430.072 | 0.28353
|  | 430.2913 | 0.28958
|  | 430.5106 | 0.29573
|  | 430.73 | 0.30198
|  | 430.9494 | 0.30833
|  | 431.1688 | 0.31479
|  | 431.3882 | 0.32134
|  | 431.6076 | 0.328
|  | 431.827 | 0.33477
|  | 432.0464 | 0.34164
|  | 432.2659 | 0.34863
|  | 432.4853 | 0.35573
|  | 432.7048 | 0.36293
|  | 432.9243 | 0.37026
|  | 433.1438 | 0.37769
|  | 433.3632 | 0.38523
|  | 433.5828 | 0.39289
|  | 433.8023 | 0.40065
|  | 434.0218 | 0.40851
|  | 434.2414 | 0.41646
|  | 434.4609 | 0.42451
|  | 434.6805 | 0.43265
|  | 434.9001 | 0.44086
|  | 435.1196 | 0.44916
|  | 435.3392 | 0.45753
|  | 435.5588 | 0.46596
|  | 435.7785 | 0.47445
|  | 435.9981 | 0.483
|  | 436.2177 | 0.49159
|  | 436.4374 | 0.50022
|  | 436.6571 | 0.50887
|  | 436.8767 | 0.51755
|  | 437.0964 | 0.52624
|  | 437.3161 | 0.53493
|  | 437.5358 | 0.54361
|  | 437.7556 | 0.55227
|  | 437.9753 | 0.56092
|  | 438.195 | 0.56953
|  | 438.4148 | 0.57811
|  | 438.6345 | 0.58666
|  | 438.8543 | 0.59516
|  | 439.0741 | 0.60363
|  | 439.2939 | 0.61205
|  | 439.5137 | 0.62044
|  | 439.7335 | 0.62878
|  | 439.9534 | 0.63709
|  | 440.1732 | 0.64536
|  | 440.3931 | 0.65361
|  | 440.613 | 0.66183
|  | 440.8329 | 0.67004
|  | 441.0527 | 0.67825
|  | 441.2726 | 0.68646
|  | 441.4925 | 0.69468
|  | 441.7125 | 0.70292
|  | 441.9324 | 0.71118
|  | 442.1523 | 0.71948
|  | 442.3723 | 0.72783
|  | 442.5923 | 0.73622
|  | 442.8123 | 0.74466
|  | 443.0323 | 0.75317
|  | 443.2523 | 0.76173
|  | 443.4723 | 0.77034
|  | 443.6923 | 0.77901
|  | 443.9123 | 0.78773
|  | 444.1323 | 0.7965
|  | 444.3524 | 0.80529
|  | 444.5725 | 0.81411
|  | 444.7926 | 0.82294
|  | 445.0127 | 0.83175
|  | 445.2328 | 0.84054
|  | 445.4529 | 0.84929
|  | 445.673 | 0.85797
|  | 445.8931 | 0.86657
|  | 446.1133 | 0.87506
|  | 446.3334 | 0.88343
|  | 446.5536 | 0.89165
|  | 446.7738 | 0.8997
|  | 446.994 | 0.90756
|  | 447.2142 | 0.91521
|  | 447.4344 | 0.92264
|  | 447.6546 | 0.92981
|  | 447.8749 | 0.93672
|  | 448.0951 | 0.94335
|  | 448.3154 | 0.94967
|  | 448.5356 | 0.95567
|  | 448.7559 | 0.96134
|  | 448.9762 | 0.96667
|  | 449.1965 | 0.97163
|  | 449.4168 | 0.97623
|  | 449.6372 | 0.98045
|  | 449.8575 | 0.98429
|  | 450.0779 | 0.98772
|  | 450.2982 | 0.99076
|  | 450.5186 | 0.99338
|  | 450.7389 | 0.99558
|  | 450.9593 | 0.99735
|  | 451.1798 | 0.99868
|  | 451.4001 | 0.99957
|  | 451.6206 | 1
|  | 451.841 | 0.99997
|  | 452.0615 | 0.99947
|  | 452.2819 | 0.99849
|  | 452.5024 | 0.99703
|  | 452.7229 | 0.99509
|  | 452.9434 | 0.99266
|  | 453.1639 | 0.98974
|  | 453.3844 | 0.98634
|  | 453.6049 | 0.98246
|  | 453.8254 | 0.9781
|  | 454.046 | 0.97327
|  | 454.2665 | 0.96799
|  | 454.4871 | 0.96226
|  | 454.7077 | 0.95609
|  | 454.9283 | 0.9495
|  | 455.1489 | 0.9425
|  | 455.3695 | 0.93512
|  | 455.5901 | 0.92736
|  | 455.8108 | 0.91926
|  | 456.0314 | 0.91085
|  | 456.2521 | 0.90214
|  | 456.4728 | 0.89317
|  | 456.6934 | 0.88396
|  | 456.9141 | 0.87454
|  | 457.1348 | 0.86495
|  | 457.3555 | 0.85522
|  | 457.5763 | 0.84536
|  | 457.797 | 0.83541
|  | 458.0178 | 0.82539
|  | 458.2385 | 0.81532
|  | 458.4593 | 0.80524
|  | 458.68 | 0.79516
|  | 458.9008 | 0.7851
|  | 459.1216 | 0.77509
|  | 459.3425 | 0.76514
|  | 459.5633 | 0.75528
|  | 459.7841 | 0.74552
|  | 460.005 | 0.73588
|  | 460.2258 | 0.72637
|  | 460.4467 | 0.717
|  | 460.6676 | 0.70778
|  | 460.8885 | 0.69873
|  | 461.1094 | 0.68984
|  | 461.3303 | 0.68113
|  | 461.5512 | 0.67259
|  | 461.7722 | 0.66424
|  | 461.9931 | 0.65606
|  | 462.214 | 0.64808
|  | 462.435 | 0.64028
|  | 462.656 | 0.63267
|  | 462.877 | 0.62525
|  | 463.098 | 0.61802
|  | 463.319 | 0.61099
|  | 463.54 | 0.60413
|  | 463.7611 | 0.59746
|  | 463.9821 | 0.59097
|  | 464.2032 | 0.58466
|  | 464.4242 | 0.57853
|  | 464.6453 | 0.57256
|  | 464.8664 | 0.56676
|  | 465.0875 | 0.56112
|  | 465.3086 | 0.55565
|  | 465.5297 | 0.55032
|  | 465.7509 | 0.54515
|  | 465.972 | 0.54012
|  | 466.1932 | 0.53524
|  | 466.4143 | 0.53049
|  | 466.6355 | 0.52588
|  | 466.8567 | 0.52139
|  | 467.0779 | 0.51702
|  | 467.2991 | 0.51277
|  | 467.5204 | 0.50862
|  | 467.7416 | 0.50457
|  | 467.9628 | 0.50061
|  | 468.1841 | 0.49674
|  | 468.4054 | 0.49294
|  | 468.6266 | 0.48922
|  | 468.8479 | 0.48556
|  | 469.0692 | 0.48197
|  | 469.2905 | 0.47842
|  | 469.5119 | 0.47492
|  | 469.7332 | 0.47147
|  | 469.9545 | 0.46805
|  | 470.1759 | 0.46466
|  | 470.3972 | 0.4613
|  | 470.6186 | 0.45797
|  | 470.84 | 0.45467
|  | 471.0614 | 0.45139
|  | 471.2828 | 0.44814
|  | 471.5042 | 0.44492
|  | 471.7257 | 0.44173
|  | 471.9471 | 0.43857
|  | 472.1686 | 0.43544
|  | 472.39 | 0.43236
|  | 472.6115 | 0.42933
|  | 472.833 | 0.42635
|  | 473.0545 | 0.42343
|  | 473.276 | 0.42057
|  | 473.4975 | 0.41779
|  | 473.7191 | 0.41508
|  | 473.9406 | 0.41247
|  | 474.1622 | 0.40994
|  | 474.3837 | 0.40752
|  | 474.6053 | 0.40519
|  | 474.8269 | 0.40298
|  | 475.0485 | 0.40087
|  | 475.2701 | 0.39888
|  | 475.4917 | 0.397
|  | 475.7133 | 0.39524
|  | 475.935 | 0.39359
|  | 476.1567 | 0.39206
|  | 476.3783 | 0.39065
|  | 476.6 | 0.38935
|  | 476.8217 | 0.38818
|  | 477.0434 | 0.38712
|  | 477.2651 | 0.38618
|  | 477.4868 | 0.38537
|  | 477.7085 | 0.38468
|  | 477.9303 | 0.38412
|  | 478.152 | 0.38368
|  | 478.3738 | 0.38338
|  | 478.5956 | 0.38322
|  | 478.8173 | 0.38319
|  | 479.0391 | 0.38329
|  | 479.2609 | 0.38354
|  | 479.4827 | 0.38392
|  | 479.7046 | 0.38445
|  | 479.9264 | 0.38511
|  | 480.1483 | 0.38591
|  | 480.3701 | 0.38684
|  | 480.592 | 0.3879
|  | 480.8139 | 0.38907
|  | 481.0358 | 0.39036
|  | 481.2577 | 0.39174
|  | 481.4796 | 0.39322
|  | 481.7015 | 0.39477
|  | 481.9234 | 0.39639
|  | 482.1454 | 0.39806
|  | 482.3673 | 0.39974
|  | 482.5893 | 0.40144
|  | 482.8113 | 0.40312
|  | 483.0333 | 0.40476
|  | 483.2553 | 0.40634
|  | 483.4773 | 0.40786
|  | 483.6993 | 0.40928
|  | 483.9214 | 0.41061
|  | 484.1434 | 0.41181
|  | 484.3655 | 0.4129
|  | 484.5876 | 0.41386
|  | 484.8096 | 0.4147
|  | 485.0317 | 0.41544
|  | 485.2538 | 0.41607
|  | 485.4759 | 0.41661
|  | 485.6981 | 0.41708
|  | 485.9202 | 0.41748
|  | 486.1423 | 0.41783
|  | 486.3645 | 0.41815
|  | 486.5866 | 0.41845
|  | 486.8088 | 0.41877
|  | 487.031 | 0.41911
|  | 487.2532 | 0.41951
|  | 487.4754 | 0.41998
|  | 487.6977 | 0.42055
|  | 487.9199 | 0.42124
|  | 488.1421 | 0.42205
|  | 488.3644 | 0.42302
|  | 488.5866 | 0.42416
|  | 488.8089 | 0.42547
|  | 489.0312 | 0.42696
|  | 489.2535 | 0.42862
|  | 489.4758 | 0.43046
|  | 489.6981 | 0.43247
|  | 489.9205 | 0.43463
|  | 490.1428 | 0.43693
|  | 490.3652 | 0.43936
|  | 490.5875 | 0.44191
|  | 490.8099 | 0.44456
|  | 491.0323 | 0.4473
|  | 491.2547 | 0.45011
|  | 491.4771 | 0.45298
|  | 491.6995 | 0.4559
|  | 491.9219 | 0.45885
|  | 492.1444 | 0.46182
|  | 492.3668 | 0.46479
|  | 492.5893 | 0.46776
|  | 492.8118 | 0.47071
|  | 493.0342 | 0.47363
|  | 493.2567 | 0.47652
|  | 493.4792 | 0.47935
|  | 493.7018 | 0.48213
|  | 493.9243 | 0.48486
|  | 494.1468 | 0.48753
|  | 494.3693 | 0.49015
|  | 494.5919 | 0.49271
|  | 494.8145 | 0.49522
|  | 495.0371 | 0.49768
|  | 495.2597 | 0.50009
|  | 495.4823 | 0.50246
|  | 495.7049 | 0.5048
|  | 495.9275 | 0.5071
|  | 496.1501 | 0.50938
|  | 496.3728 | 0.51162
|  | 496.5955 | 0.51384
|  | 496.8181 | 0.51603
|  | 497.0408 | 0.51821
|  | 497.2635 | 0.52036
|  | 497.4862 | 0.52249
|  | 497.7089 | 0.52461
|  | 497.9316 | 0.52672
|  | 498.1544 | 0.52882
|  | 498.3771 | 0.53092
|  | 498.5999 | 0.53301
|  | 498.8226 | 0.5351
|  | 499.0454 | 0.53718
|  | 499.2682 | 0.53926
|  | 499.491 | 0.54134
|  | 499.7138 | 0.54342
|  | 499.9366 | 0.54549
|  | 500.1594 | 0.54756
|  | 500.3823 | 0.54961
|  | 500.6051 | 0.55166
|  | 500.828 | 0.5537
|  | 501.0509 | 0.55572
|  | 501.2737 | 0.55774
|  | 501.4966 | 0.55976
|  | 501.7195 | 0.56177
|  | 501.9425 | 0.56378
|  | 502.1654 | 0.56579
|  | 502.3883 | 0.5678
|  | 502.6113 | 0.56981
|  | 502.8343 | 0.57182
|  | 503.0572 | 0.57383
|  | 503.2802 | 0.57583
|  | 503.5032 | 0.57783
|  | 503.7262 | 0.57982
|  | 503.9492 | 0.5818
|  | 504.1722 | 0.58378
|  | 504.3953 | 0.58574
|  | 504.6183 | 0.58768
|  | 504.8414 | 0.58961
|  | 505.0645 | 0.59153
|  | 505.2875 | 0.59343
|  | 505.5106 | 0.59531
|  | 505.7337 | 0.59717
|  | 505.9568 | 0.599
|  | 506.18 | 0.60081
|  | 506.4031 | 0.60258
|  | 506.6262 | 0.60432
|  | 506.8494 | 0.60601
|  | 507.0725 | 0.60765
|  | 507.2957 | 0.60925
|  | 507.5189 | 0.6108
|  | 507.7421 | 0.61229
|  | 507.9653 | 0.61373
|  | 508.1885 | 0.61513
|  | 508.4118 | 0.61647
|  | 508.635 | 0.61776
|  | 508.8583 | 0.61901
|  | 509.0815 | 0.62022
|  | 509.3048 | 0.6214
|  | 509.5281 | 0.62255
|  | 509.7514 | 0.62368
|  | 509.9747 | 0.62478
|  | 510.198 | 0.62587
|  | 510.4214 | 0.62694
|  | 510.6447 | 0.62799
|  | 510.868 | 0.62903
|  | 511.0914 | 0.63007
|  | 511.3148 | 0.63111
|  | 511.5381 | 0.63214
|  | 511.7615 | 0.63318
|  | 511.985 | 0.63423
|  | 512.2084 | 0.63529
|  | 512.4318 | 0.63636
|  | 512.6552 | 0.63745
|  | 512.8787 | 0.63857
|  | 513.1021 | 0.6397
|  | 513.3256 | 0.64085
|  | 513.5491 | 0.64203
|  | 513.7726 | 0.64322
|  | 513.996 | 0.64443
|  | 514.2195 | 0.64564
|  | 514.4431 | 0.64686
|  | 514.6666 | 0.64809
|  | 514.8901 | 0.64932
|  | 515.1137 | 0.65056
|  | 515.3373 | 0.65182
|  | 515.5608 | 0.65309
|  | 515.7844 | 0.65438
|  | 516.0081 | 0.65569
|  | 516.2316 | 0.65702
|  | 516.4553 | 0.65838
|  | 516.6789 | 0.65976
|  | 516.9025 | 0.66116
|  | 517.1262 | 0.66259
|  | 517.3498 | 0.66405
|  | 517.5735 | 0.66552
|  | 517.7972 | 0.66701
|  | 518.0209 | 0.66851
|  | 518.2446 | 0.67002
|  | 518.4683 | 0.67155
|  | 518.6921 | 0.67308
|  | 518.9158 | 0.67463
|  | 519.1395 | 0.67619
|  | 519.3633 | 0.67775
|  | 519.587 | 0.67931
|  | 519.8108 | 0.68087
|  | 520.0346 | 0.6824
|  | 520.2584 | 0.68392
|  | 520.4822 | 0.6854
|  | 520.7061 | 0.68685
|  | 520.9299 | 0.68826
|  | 521.1537 | 0.68961
|  | 521.3776 | 0.69091
|  | 521.6014 | 0.69215
|  | 521.8253 | 0.69332
|  | 522.0493 | 0.69443
|  | 522.2731 | 0.69547
|  | 522.497 | 0.69645
|  | 522.721 | 0.69737
|  | 522.9449 | 0.69823
|  | 523.1688 | 0.69903
|  | 523.3928 | 0.69978
|  | 523.6168 | 0.70047
|  | 523.8407 | 0.70112
|  | 524.0647 | 0.70171
|  | 524.2887 | 0.70228
|  | 524.5127 | 0.70281
|  | 524.7367 | 0.70332
|  | 524.9607 | 0.70381
|  | 525.1848 | 0.7043
|  | 525.4088 | 0.70479
|  | 525.6329 | 0.70528
|  | 525.8569 | 0.70578
|  | 526.0811 | 0.7063
|  | 526.3051 | 0.70684
|  | 526.5292 | 0.70742
|  | 526.7534 | 0.70802
|  | 526.9775 | 0.70867
|  | 527.2016 | 0.70935
|  | 527.4257 | 0.71007
|  | 527.6499 | 0.71083
|  | 527.874 | 0.71163
|  | 528.0982 | 0.71247
|  | 528.3224 | 0.71334
|  | 528.5466 | 0.71425
|  | 528.7708 | 0.71518
|  | 528.9951 | 0.71614
|  | 529.2192 | 0.71712
|  | 529.4435 | 0.71811
|  | 529.6678 | 0.71911
|  | 529.892 | 0.72011
|  | 530.1163 | 0.7211
|  | 530.3406 | 0.72208
|  | 530.5649 | 0.72306
|  | 530.7892 | 0.72401
|  | 531.0135 | 0.72495
|  | 531.2378 | 0.72586
|  | 531.4622 | 0.72675
|  | 531.6865 | 0.72761
|  | 531.9108 | 0.72844
|  | 532.1352 | 0.72923
|  | 532.3596 | 0.72999
|  | 532.584 | 0.73072
|  | 532.8084 | 0.73141
|  | 533.0328 | 0.73208
|  | 533.2572 | 0.73271
|  | 533.4816 | 0.73332
|  | 533.7061 | 0.73391
|  | 533.9305 | 0.73448
|  | 534.155 | 0.73504
|  | 534.3795 | 0.73559
|  | 534.6039 | 0.73615
|  | 534.8285 | 0.7367
|  | 535.053 | 0.73726
|  | 535.2775 | 0.73783
|  | 535.502 | 0.73841
|  | 535.7266 | 0.73901
|  | 535.9511 | 0.73961
|  | 536.1757 | 0.74023
|  | 536.4002 | 0.74086
|  | 536.6248 | 0.74151
|  | 536.8494 | 0.74218
|  | 537.074 | 0.74286
|  | 537.2986 | 0.74356
|  | 537.5232 | 0.74427
|  | 537.7479 | 0.745
|  | 537.9725 | 0.74574
|  | 538.1972 | 0.74648
|  | 538.4219 | 0.74722
|  | 538.6466 | 0.74796
|  | 538.8712 | 0.7487
|  | 539.0959 | 0.74942
|  | 539.3206 | 0.75014
|  | 539.5453 | 0.75083
|  | 539.7701 | 0.7515
|  | 539.9948 | 0.75215
|  | 540.2195 | 0.75277
|  | 540.4443 | 0.75337
|  | 540.6691 | 0.75394
|  | 540.8939 | 0.75448
|  | 541.1187 | 0.75499
|  | 541.3434 | 0.75546
|  | 541.5683 | 0.7559
|  | 541.7931 | 0.7563
|  | 542.0179 | 0.75666
|  | 542.2428 | 0.75699
|  | 542.4677 | 0.75727
|  | 542.6925 | 0.75752
|  | 542.9174 | 0.75774
|  | 543.1423 | 0.75792
|  | 543.3672 | 0.75808
|  | 543.5921 | 0.7582
|  | 543.817 | 0.75829
|  | 544.0419 | 0.75836
|  | 544.2669 | 0.7584
|  | 544.4918 | 0.75842
|  | 544.7168 | 0.75841
|  | 544.9418 | 0.75837
|  | 545.1667 | 0.7583
|  | 545.3918 | 0.7582
|  | 545.6168 | 0.75807
|  | 545.8418 | 0.75792
|  | 546.0668 | 0.75775
|  | 546.2919 | 0.75756
|  | 546.5169 | 0.75736
|  | 546.7419 | 0.75714
|  | 546.967 | 0.75691
|  | 547.1921 | 0.75667
|  | 547.4172 | 0.75642
|  | 547.6423 | 0.75617
|  | 547.8674 | 0.75591
|  | 548.0925 | 0.75564
|  | 548.3176 | 0.75538
|  | 548.5428 | 0.7551
|  | 548.7679 | 0.75482
|  | 548.9931 | 0.75454
|  | 549.2183 | 0.75426
|  | 549.4435 | 0.75398
|  | 549.6686 | 0.7537
|  | 549.8939 | 0.75342
|  | 550.1191 | 0.75315
|  | 550.3443 | 0.75287
|  | 550.5696 | 0.75259
|  | 550.7948 | 0.75231
|  | 551.0201 | 0.75202
|  | 551.2454 | 0.75172
|  | 551.4706 | 0.7514
|  | 551.6959 | 0.75107
|  | 551.9212 | 0.75073
|  | 552.1466 | 0.75036
|  | 552.3718 | 0.74997
|  | 552.5972 | 0.74955
|  | 552.8225 | 0.74911
|  | 553.0479 | 0.74865
|  | 553.2732 | 0.74816
|  | 553.4986 | 0.74766
|  | 553.724 | 0.74714
|  | 553.9494 | 0.74661
|  | 554.1748 | 0.74607
|  | 554.4002 | 0.74552
|  | 554.6257 | 0.74497
|  | 554.8511 | 0.74441
|  | 555.0765 | 0.74386
|  | 555.302 | 0.74331
|  | 555.5275 | 0.74278
|  | 555.7529 | 0.74226
|  | 555.9784 | 0.74176
|  | 556.2039 | 0.74127
|  | 556.4294 | 0.74081
|  | 556.655 | 0.74036
|  | 556.8805 | 0.73995
|  | 557.106 | 0.73955
|  | 557.3316 | 0.73918
|  | 557.5571 | 0.73883
|  | 557.7827 | 0.73851
|  | 558.0083 | 0.73819
|  | 558.2339 | 0.7379
|  | 558.4595 | 0.73761
|  | 558.6851 | 0.73733
|  | 558.9108 | 0.73706
|  | 559.1364 | 0.73679
|  | 559.3621 | 0.73651
|  | 559.5877 | 0.73624
|  | 559.8134 | 0.73595
|  | 560.0391 | 0.73566
|  | 560.2648 | 0.73536
|  | 560.4905 | 0.73505
|  | 560.7162 | 0.73473
|  | 560.9419 | 0.73439
|  | 561.1676 | 0.73404
|  | 561.3934 | 0.73369
|  | 561.6191 | 0.73332
|  | 561.8449 | 0.73294
|  | 562.0707 | 0.73256
|  | 562.2965 | 0.73217
|  | 562.5222 | 0.73179
|  | 562.7481 | 0.7314
|  | 562.9739 | 0.73102
|  | 563.1997 | 0.73064
|  | 563.4255 | 0.73028
|  | 563.6514 | 0.72991
|  | 563.8772 | 0.72956
|  | 564.1031 | 0.72921
|  | 564.329 | 0.72887
|  | 564.5549 | 0.72853
|  | 564.7808 | 0.7282
|  | 565.0067 | 0.72786
|  | 565.2326 | 0.72753
|  | 565.4586 | 0.72721
|  | 565.6844 | 0.72688
|  | 565.9104 | 0.72655
|  | 566.1364 | 0.72622
|  | 566.3624 | 0.72588
|  | 566.5883 | 0.72553
|  | 566.8143 | 0.72518
|  | 567.0403 | 0.72481
|  | 567.2664 | 0.72443
|  | 567.4924 | 0.72403
|  | 567.7184 | 0.72361
|  | 567.9445 | 0.72316
|  | 568.1705 | 0.72269
|  | 568.3966 | 0.72219
|  | 568.6227 | 0.72166
|  | 568.8487 | 0.7211
|  | 569.0748 | 0.72052
|  | 569.301 | 0.7199
|  | 569.5271 | 0.71925
|  | 569.7532 | 0.71858
|  | 569.9794 | 0.71787
|  | 570.2055 | 0.71713
|  | 570.4317 | 0.71636
|  | 570.6578 | 0.71556
|  | 570.884 | 0.71473
|  | 571.1102 | 0.71386
|  | 571.3364 | 0.71296
|  | 571.5626 | 0.71202
|  | 571.7889 | 0.71105
|  | 572.0151 | 0.71005
|  | 572.2413 | 0.70901
|  | 572.4676 | 0.70793
|  | 572.6938 | 0.70683
|  | 572.9202 | 0.7057
|  | 573.1464 | 0.70455
|  | 573.3727 | 0.70338
|  | 573.5991 | 0.70218
|  | 573.8254 | 0.70097
|  | 574.0517 | 0.69974
|  | 574.278 | 0.69849
|  | 574.5044 | 0.69723
|  | 574.7307 | 0.69595
|  | 574.9571 | 0.69466
|  | 575.1835 | 0.69335
|  | 575.4099 | 0.69202
|  | 575.6363 | 0.69068
|  | 575.8627 | 0.68933
|  | 576.0891 | 0.68797
|  | 576.3156 | 0.6866
|  | 576.542 | 0.68522
|  | 576.7684 | 0.68385
|  | 576.9949 | 0.68247
|  | 577.2214 | 0.6811
|  | 577.4479 | 0.67973
|  | 577.6744 | 0.67836
|  | 577.9009 | 0.67699
|  | 578.1274 | 0.67562
|  | 578.3539 | 0.67424
|  | 578.5804 | 0.67287
|  | 578.807 | 0.67151
|  | 579.0336 | 0.67014
|  | 579.2601 | 0.66879
|  | 579.4867 | 0.66744
|  | 579.7133 | 0.66611
|  | 579.9399 | 0.6648
|  | 580.1665 | 0.66351
|  | 580.3931 | 0.66224
|  | 580.6197 | 0.66101
|  | 580.8464 | 0.6598
|  | 581.073 | 0.65863
|  | 581.2997 | 0.6575
|  | 581.5264 | 0.6564
|  | 581.7531 | 0.65534
|  | 581.9797 | 0.65432
|  | 582.2064 | 0.65334
|  | 582.4332 | 0.6524
|  | 582.6599 | 0.65151
|  | 582.8866 | 0.65067
|  | 583.1133 | 0.64987
|  | 583.3401 | 0.64913
|  | 583.5669 | 0.64843
|  | 583.7936 | 0.64779
|  | 584.0204 | 0.6472
|  | 584.2473 | 0.64666
|  | 584.4741 | 0.64617
|  | 584.7009 | 0.64572
|  | 584.9277 | 0.64532
|  | 585.1545 | 0.64497
|  | 585.3813 | 0.64465
|  | 585.6082 | 0.64437
|  | 585.8351 | 0.64413
|  | 586.062 | 0.64392
|  | 586.2889 | 0.64374
|  | 586.5158 | 0.6436
|  | 586.7427 | 0.64348
|  | 586.9696 | 0.64339
|  | 587.1965 | 0.64332
|  | 587.4235 | 0.64327
|  | 587.6504 | 0.64325
|  | 587.8774 | 0.64324
|  | 588.1044 | 0.64325
|  | 588.3314 | 0.64327
|  | 588.5584 | 0.6433
|  | 588.7853 | 0.64334
|  | 589.0123 | 0.64339
|  | 589.2394 | 0.64345
|  | 589.4664 | 0.64352
|  | 589.6934 | 0.64358
|  | 589.9205 | 0.64365
|  | 590.1476 | 0.64373
|  | 590.3746 | 0.6438
|  | 590.6018 | 0.64388
|  | 590.8288 | 0.64395
|  | 591.0559 | 0.64403
|  | 591.283 | 0.64411
|  | 591.5102 | 0.64419
|  | 591.7373 | 0.64428
|  | 591.9645 | 0.64437
|  | 592.1916 | 0.64446
|  | 592.4188 | 0.64456
|  | 592.646 | 0.64466
|  | 592.8732 | 0.64477
|  | 593.1003 | 0.64489
|  | 593.3276 | 0.64501
|  | 593.5548 | 0.64514
|  | 593.782 | 0.64527
|  | 594.0093 | 0.64541
|  | 594.2365 | 0.64555
|  | 594.4638 | 0.6457
|  | 594.691 | 0.64584
|  | 594.9183 | 0.646
|  | 595.1456 | 0.64615
|  | 595.3729 | 0.6463
|  | 595.6002 | 0.64646
|  | 595.8276 | 0.64661
|  | 596.0549 | 0.64675
|  | 596.2822 | 0.64688
|  | 596.5096 | 0.647
|  | 596.7369 | 0.64711
|  | 596.9644 | 0.6472
|  | 597.1917 | 0.64728
|  | 597.4191 | 0.64733
|  | 597.6465 | 0.64737
|  | 597.8739 | 0.64738
|  | 598.1014 | 0.64737
|  | 598.3288 | 0.64734
|  | 598.5562 | 0.64729
|  | 598.7837 | 0.64722
|  | 599.0112 | 0.64713
|  | 599.2387 | 0.64703
|  | 599.4661 | 0.6469
|  | 599.6936 | 0.64676
|  | 599.9211 | 0.64659
|  | 600.1486 | 0.64642
|  | 600.3762 | 0.64623
|  | 600.6037 | 0.64603
|  | 600.8312 | 0.64582
|  | 601.0588 | 0.64561
|  | 601.2864 | 0.64539
|  | 601.514 | 0.64516
|  | 601.7416 | 0.64494
|  | 601.9692 | 0.64472
|  | 602.1968 | 0.6445
|  | 602.4244 | 0.64428
|  | 602.652 | 0.64407
|  | 602.8797 | 0.64387
|  | 603.1073 | 0.64366
|  | 603.335 | 0.64347
|  | 603.5627 | 0.64328
|  | 603.7903 | 0.6431
|  | 604.0181 | 0.64292
|  | 604.2457 | 0.64276
|  | 604.4734 | 0.6426
|  | 604.7012 | 0.64245
|  | 604.9289 | 0.6423
|  | 605.1567 | 0.64217
|  | 605.3844 | 0.64205
|  | 605.6122 | 0.64193
|  | 605.84 | 0.64182
|  | 606.0678 | 0.64172
|  | 606.2955 | 0.64162
|  | 606.5233 | 0.64154
|  | 606.7512 | 0.64146
|  | 606.979 | 0.64138
|  | 607.2068 | 0.64131
|  | 607.4347 | 0.64125
|  | 607.6625 | 0.64119
|  | 607.8904 | 0.64113
|  | 608.1183 | 0.64107
|  | 608.3461 | 0.64102
|  | 608.574 | 0.64096
|  | 608.8019 | 0.6409
|  | 609.0299 | 0.64083
|  | 609.2578 | 0.64076
|  | 609.4857 | 0.64068
|  | 609.7137 | 0.6406
|  | 609.9416 | 0.6405
|  | 610.1696 | 0.6404
|  | 610.3976 | 0.64028
|  | 610.6256 | 0.64016
|  | 610.8536 | 0.64002
|  | 611.0816 | 0.63987
|  | 611.3096 | 0.63971
|  | 611.5377 | 0.63953
|  | 611.7657 | 0.63934
|  | 611.9938 | 0.63915
|  | 612.2218 | 0.63893
|  | 612.4499 | 0.63871
|  | 612.678 | 0.63848
|  | 612.9061 | 0.63824
|  | 613.1342 | 0.63799
|  | 613.3622 | 0.63774
|  | 613.5904 | 0.63748
|  | 613.8185 | 0.63722
|  | 614.0467 | 0.63695
|  | 614.2748 | 0.63669
|  | 614.503 | 0.63643
|  | 614.7311 | 0.63616
|  | 614.9593 | 0.6359
|  | 615.1876 | 0.63565
|  | 615.4157 | 0.63539
|  | 615.6439 | 0.63514
|  | 615.8722 | 0.63489
|  | 616.1004 | 0.63464
|  | 616.3287 | 0.6344
|  | 616.5569 | 0.63416
|  | 616.7852 | 0.63392
|  | 617.0134 | 0.63369
|  | 617.2418 | 0.63346
|  | 617.47 | 0.63324
|  | 617.6984 | 0.63301
|  | 617.9266 | 0.63279
|  | 618.155 | 0.63257
|  | 618.3833 | 0.63235
|  | 618.6116 | 0.63212
|  | 618.84 | 0.6319
|  | 619.0684 | 0.63167
|  | 619.2967 | 0.63143
|  | 619.5252 | 0.63119
|  | 619.7535 | 0.63095
|  | 619.9819 | 0.6307
|  | 620.2104 | 0.63044
|  | 620.4388 | 0.63018
|  | 620.6672 | 0.62991
|  | 620.8957 | 0.62963
|  | 621.1241 | 0.62934
|  | 621.3526 | 0.62905
|  | 621.5811 | 0.62876
|  | 621.8096 | 0.62845
|  | 622.0381 | 0.62815
|  | 622.2666 | 0.62783
|  | 622.4951 | 0.62752
|  | 622.7236 | 0.6272
|  | 622.9522 | 0.62688
|  | 623.1807 | 0.62656
|  | 623.4093 | 0.62624
|  | 623.6379 | 0.62591
|  | 623.8665 | 0.6256
|  | 624.095 | 0.62528
|  | 624.3236 | 0.62496
|  | 624.5522 | 0.62465
|  | 624.7809 | 0.62435
|  | 625.0095 | 0.62404
|  | 625.2382 | 0.62374
|  | 625.4668 | 0.62344
|  | 625.6954 | 0.62314
|  | 625.9241 | 0.62283
|  | 626.1528 | 0.62253
|  | 626.3815 | 0.62222
|  | 626.6102 | 0.6219
|  | 626.8389 | 0.62158
|  | 627.0676 | 0.62124
|  | 627.2964 | 0.6209
|  | 627.5251 | 0.62054
|  | 627.7539 | 0.62016
|  | 627.9826 | 0.61976
|  | 628.2114 | 0.61935
|  | 628.4402 | 0.61891
|  | 628.6689 | 0.61846
|  | 628.8978 | 0.61797
|  | 629.1266 | 0.61747
|  | 629.3554 | 0.61693
|  | 629.5842 | 0.61638
|  | 629.813 | 0.61579
|  | 630.0419 | 0.61519
|  | 630.2708 | 0.61456
|  | 630.4997 | 0.61391
|  | 630.7286 | 0.61323
|  | 630.9575 | 0.61253
|  | 631.1863 | 0.61182
|  | 631.4153 | 0.61108
|  | 631.6442 | 0.61032
|  | 631.8731 | 0.60955
|  | 632.102 | 0.60876
|  | 632.3311 | 0.60796
|  | 632.56 | 0.60714
|  | 632.7889 | 0.60631
|  | 633.0179 | 0.60546
|  | 633.2469 | 0.6046
|  | 633.476 | 0.60373
|  | 633.705 | 0.60285
|  | 633.934 | 0.60196
|  | 634.163 | 0.60106
|  | 634.3921 | 0.60014
|  | 634.6211 | 0.59922
|  | 634.8502 | 0.59828
|  | 635.0793 | 0.59734
|  | 635.3084 | 0.59638
|  | 635.5375 | 0.59541
|  | 635.7665 | 0.59444
|  | 635.9957 | 0.59345
|  | 636.2248 | 0.59245
|  | 636.4539 | 0.59145
|  | 636.6831 | 0.59043
|  | 636.9122 | 0.58941
|  | 637.1414 | 0.58838
|  | 637.3706 | 0.58734
|  | 637.5997 | 0.5863
|  | 637.829 | 0.58525
|  | 638.0582 | 0.58419
|  | 638.2873 | 0.58313
|  | 638.5166 | 0.58207
|  | 638.7459 | 0.58099
|  | 638.9751 | 0.57991
|  | 639.2043 | 0.57883
|  | 639.4336 | 0.57774
|  | 639.6629 | 0.57664
|  | 639.8922 | 0.57554
|  | 640.1215 | 0.57443
|  | 640.3508 | 0.57331
|  | 640.5801 | 0.57219
|  | 640.8094 | 0.57106
|  | 641.0388 | 0.56992
|  | 641.2681 | 0.56877
|  | 641.4975 | 0.56762
|  | 641.7268 | 0.56646
|  | 641.9562 | 0.56529
|  | 642.1856 | 0.56412
|  | 642.415 | 0.56294
|  | 642.6444 | 0.56176
|  | 642.8738 | 0.56057
|  | 643.1033 | 0.55938
|  | 643.3327 | 0.55819
|  | 643.5621 | 0.557
|  | 643.7916 | 0.55581
|  | 644.0211 | 0.55462
|  | 644.2505 | 0.55343
|  | 644.48 | 0.55224
|  | 644.7095 | 0.55106
|  | 644.939 | 0.54989
|  | 645.1686 | 0.54872
|  | 645.3981 | 0.54756
|  | 645.6276 | 0.54641
|  | 645.8572 | 0.54527
|  | 646.0867 | 0.54413
|  | 646.3163 | 0.543
|  | 646.5458 | 0.54188
|  | 646.7754 | 0.54076
|  | 647.0051 | 0.53965
|  | 647.2347 | 0.53855
|  | 647.4643 | 0.53744
|  | 647.6939 | 0.53634
|  | 647.9235 | 0.53524
|  | 648.1532 | 0.53414
|  | 648.3829 | 0.53305
|  | 648.6125 | 0.53195
|  | 648.8422 | 0.53085
|  | 649.0719 | 0.52976
|  | 649.3016 | 0.52865
|  | 649.5313 | 0.52755
|  | 649.761 | 0.52644
|  | 649.9907 | 0.52532
|  | 650.2205 | 0.52419
|  | 650.4502 | 0.52305
|  | 650.68 | 0.52189
|  | 650.9097 | 0.52072
|  | 651.1395 | 0.51953
|  | 651.3693 | 0.51831
|  | 651.5991 | 0.51708
|  | 651.8289 | 0.51584
|  | 652.0587 | 0.51457
|  | 652.2886 | 0.51328
|  | 652.5184 | 0.51197
|  | 652.7482 | 0.51064
|  | 652.9781 | 0.50928
|  | 653.2079 | 0.5079
|  | 653.4379 | 0.50648
|  | 653.6677 | 0.50504
|  | 653.8976 | 0.50358
|  | 654.1276 | 0.50209
|  | 654.3575 | 0.50057
|  | 654.5874 | 0.49904
|  | 654.8173 | 0.49748
|  | 655.0473 | 0.49591
|  | 655.2772 | 0.49434
|  | 655.5072 | 0.49275
|  | 655.7372 | 0.49118
|  | 655.9672 | 0.4896
|  | 656.1971 | 0.48804
|  | 656.4272 | 0.48648
|  | 656.6572 | 0.48494
|  | 656.8872 | 0.48341
|  | 657.1173 | 0.4819
|  | 657.3473 | 0.48041
|  | 657.5773 | 0.47894
|  | 657.8074 | 0.4775
|  | 658.0375 | 0.47608
|  | 658.2676 | 0.47469
|  | 658.4977 | 0.47333
|  | 658.7278 | 0.472
|  | 658.9579 | 0.4707
|  | 659.188 | 0.46943
|  | 659.4181 | 0.46818
|  | 659.6483 | 0.46696
|  | 659.8785 | 0.46575
|  | 660.1086 | 0.46455
|  | 660.3388 | 0.46337
|  | 660.569 | 0.46219
|  | 660.7992 | 0.46101
|  | 661.0294 | 0.45982
|  | 661.2596 | 0.45864
|  | 661.4899 | 0.45744
|  | 661.7201 | 0.45623
|  | 661.9503 | 0.455
|  | 662.1806 | 0.45377
|  | 662.4108 | 0.45251
|  | 662.6411 | 0.45124
|  | 662.8714 | 0.44994
|  | 663.1017 | 0.44863
|  | 663.332 | 0.44729
|  | 663.5623 | 0.44592
|  | 663.7927 | 0.44454
|  | 664.023 | 0.44313
|  | 664.2534 | 0.4417
|  | 664.4837 | 0.44025
|  | 664.7141 | 0.43878
|  | 664.9445 | 0.43729
|  | 665.1748 | 0.43578
|  | 665.4052 | 0.43425
|  | 665.6356 | 0.43271
|  | 665.866 | 0.43116
|  | 666.0964 | 0.4296
|  | 666.3269 | 0.42803
|  | 666.5573 | 0.42645
|  | 666.7878 | 0.42486
|  | 667.0182 | 0.42327
|  | 667.2487 | 0.42167
|  | 667.4792 | 0.42006
|  | 667.7097 | 0.41845
|  | 667.9402 | 0.41684
|  | 668.1707 | 0.41522
|  | 668.4013 | 0.41359
|  | 668.6318 | 0.41196
|  | 668.8623 | 0.41032
|  | 669.0929 | 0.40868
|  | 669.3234 | 0.40703
|  | 669.554 | 0.40537
|  | 669.7846 | 0.40371
|  | 670.0152 | 0.40205
|  | 670.2458 | 0.40038
|  | 670.4764 | 0.39871
|  | 670.707 | 0.39703
|  | 670.9377 | 0.39535
|  | 671.1683 | 0.39366
|  | 671.3989 | 0.39197
|  | 671.6296 | 0.39027
|  | 671.8603 | 0.38857
|  | 672.0909 | 0.38687
|  | 672.3217 | 0.38517
|  | 672.5524 | 0.38346
|  | 672.7831 | 0.38176
|  | 673.0138 | 0.38005
|  | 673.2445 | 0.37835
|  | 673.4753 | 0.37665
|  | 673.706 | 0.37495
|  | 673.9368 | 0.37326
|  | 674.1675 | 0.37157
|  | 674.3983 | 0.36989
|  | 674.6291 | 0.36821
|  | 674.8599 | 0.36654
|  | 675.0907 | 0.36488
|  | 675.3215 | 0.36322
|  | 675.5524 | 0.36157
|  | 675.7832 | 0.35992
|  | 676.014 | 0.35828
|  | 676.2449 | 0.35665
|  | 676.4758 | 0.35502
|  | 676.7067 | 0.3534
|  | 676.9376 | 0.35178
|  | 677.1685 | 0.35017
|  | 677.3994 | 0.34856
|  | 677.6303 | 0.34696
|  | 677.8612 | 0.34537
|  | 678.0922 | 0.34377
|  | 678.3231 | 0.34219
|  | 678.5541 | 0.3406
|  | 678.785 | 0.33902
|  | 679.016 | 0.33744
|  | 679.247 | 0.33587
|  | 679.478 | 0.3343
|  | 679.709 | 0.33273
|  | 679.94 | 0.33117
|  | 680.171 | 0.32961
|  | 680.402 | 0.32805
|  | 680.6331 | 0.3265
|  | 680.8641 | 0.32495
|  | 681.0952 | 0.3234
|  | 681.3263 | 0.32186
|  | 681.5574 | 0.32032
|  | 681.7885 | 0.31878
|  | 682.0196 | 0.31725
|  | 682.2507 | 0.31572
|  | 682.4818 | 0.3142
|  | 682.7129 | 0.31268
|  | 682.9441 | 0.31116
|  | 683.1752 | 0.30964
|  | 683.4064 | 0.30813
|  | 683.6376 | 0.30662
|  | 683.8688 | 0.30511
|  | 684.1 | 0.3036
|  | 684.3312 | 0.3021
|  | 684.5624 | 0.3006
|  | 684.7936 | 0.2991
|  | 685.0248 | 0.2976
|  | 685.2561 | 0.29611
|  | 685.4874 | 0.29462
|  | 685.7186 | 0.29313
|  | 685.9499 | 0.29164
|  | 686.1812 | 0.29016
|  | 686.4125 | 0.28868
|  | 686.6437 | 0.2872
|  | 686.8751 | 0.28573
|  | 687.1064 | 0.28426
|  | 687.3377 | 0.2828
|  | 687.569 | 0.28134
|  | 687.8004 | 0.27988
|  | 688.0317 | 0.27843
|  | 688.2631 | 0.27698
|  | 688.4945 | 0.27554
|  | 688.7259 | 0.2741
|  | 688.9573 | 0.27267
|  | 689.1887 | 0.27125
|  | 689.4201 | 0.26983
|  | 689.6516 | 0.26842
|  | 689.883 | 0.26701
|  | 690.1144 | 0.26561
|  | 690.3459 | 0.26421
|  | 690.5773 | 0.26282
|  | 690.8088 | 0.26143
|  | 691.0403 | 0.26004
|  | 691.2718 | 0.25866
|  | 691.5034 | 0.25728
|  | 691.7349 | 0.25591
|  | 691.9664 | 0.25453
|  | 692.1979 | 0.25316
|  | 692.4294 | 0.25179
|  | 692.661 | 0.25043
|  | 692.8926 | 0.24906
|  | 693.1241 | 0.2477
|  | 693.3557 | 0.24633
|  | 693.5873 | 0.24497
|  | 693.8189 | 0.24361
|  | 694.0505 | 0.24224
|  | 694.2822 | 0.24088
|  | 694.5138 | 0.23952
|  | 694.7454 | 0.23816
|  | 694.9771 | 0.2368
|  | 695.2087 | 0.23544
|  | 695.4404 | 0.23409
|  | 695.6721 | 0.23273
|  | 695.9038 | 0.23139
|  | 696.1355 | 0.23004
|  | 696.3672 | 0.2287
|  | 696.5989 | 0.22736
|  | 696.8307 | 0.22603
|  | 697.0624 | 0.2247
|  | 697.2941 | 0.22338
|  | 697.5259 | 0.22206
|  | 697.7577 | 0.22075
|  | 697.9894 | 0.21945
|  | 698.2213 | 0.21815
|  | 698.4531 | 0.21686
|  | 698.6849 | 0.21558
|  | 698.9167 | 0.21431
|  | 699.1485 | 0.21304
|  | 699.3804 | 0.21178
|  | 699.6122 | 0.21053
|  | 699.8441 | 0.20928
|  | 700.0759 | 0.20804
|  | 700.3078 | 0.20681
|  | 700.5397 | 0.20559
|  | 700.7716 | 0.20437
|  | 701.0035 | 0.20316
|  | 701.2354 | 0.20196
|  | 701.4674 | 0.20077
|  | 701.6993 | 0.19958
|  | 701.9312 | 0.1984
|  | 702.1631 | 0.19723
|  | 702.3951 | 0.19606
|  | 702.6271 | 0.19491
|  | 702.8591 | 0.19376
|  | 703.0911 | 0.19262
|  | 703.3231 | 0.19148
|  | 703.5551 | 0.19035
|  | 703.7871 | 0.18923
|  | 704.0191 | 0.18812
|  | 704.2512 | 0.18701
|  | 704.4832 | 0.18591
|  | 704.7153 | 0.18481
|  | 704.9473 | 0.18372
|  | 705.1794 | 0.18264
|  | 705.4115 | 0.18156
|  | 705.6436 | 0.18048
|  | 705.8757 | 0.17941
|  | 706.1078 | 0.17835
|  | 706.34 | 0.17728
|  | 706.5721 | 0.17622
|  | 706.8043 | 0.17516
|  | 707.0364 | 0.1741
|  | 707.2686 | 0.17305
|  | 707.5008 | 0.17199
|  | 707.733 | 0.17094
|  | 707.9651 | 0.16989
|  | 708.1974 | 0.16884
|  | 708.4296 | 0.16779
|  | 708.6618 | 0.16674
|  | 708.894 | 0.16569
|  | 709.1263 | 0.16464
|  | 709.3585 | 0.16359
|  | 709.5908 | 0.16254
|  | 709.8231 | 0.1615
|  | 710.0554 | 0.16045
|  | 710.2877 | 0.15941
|  | 710.52 | 0.15837
|  | 710.7523 | 0.15734
|  | 710.9846 | 0.15631
|  | 711.2169 | 0.15529
|  | 711.4493 | 0.15426
|  | 711.6816 | 0.15325
|  | 711.9139 | 0.15223
|  | 712.1464 | 0.15123
|  | 712.3787 | 0.15023
|  | 712.6111 | 0.14923
|  | 712.8435 | 0.14824
|  | 713.0759 | 0.14726
|  | 713.3084 | 0.14628
|  | 713.5408 | 0.14531
|  | 713.7732 | 0.14435
|  | 714.0057 | 0.14339
|  | 714.2381 | 0.14244
|  | 714.4706 | 0.1415
|  | 714.7031 | 0.14057
|  | 714.9356 | 0.13964
|  | 715.168 | 0.13871
|  | 715.4005 | 0.13779
|  | 715.6331 | 0.13688
|  | 715.8656 | 0.13598
|  | 716.0981 | 0.13508
|  | 716.3306 | 0.13418
|  | 716.5632 | 0.13329
|  | 716.7958 | 0.13241
|  | 717.0283 | 0.13154
|  | 717.2609 | 0.13067
|  | 717.4935 | 0.1298
|  | 717.7261 | 0.12894
|  | 717.9587 | 0.12809
|  | 718.1914 | 0.12724
|  | 718.4239 | 0.1264
|  | 718.6566 | 0.12556
|  | 718.8893 | 0.12473
|  | 719.1219 | 0.1239
|  | 719.3546 | 0.12308
|  | 719.5873 | 0.12226
|  | 719.8199 | 0.12144
|  | 720.0527 | 0.12063
|  | 720.2853 | 0.11983
|  | 720.5181 | 0.11902
|  | 720.7508 | 0.11822
|  | 720.9835 | 0.11743
|  | 721.2163 | 0.11664
|  | 721.449 | 0.11585
|  | 721.6818 | 0.11507
|  | 721.9146 | 0.11429
|  | 722.1474 | 0.11352
|  | 722.3802 | 0.11275
|  | 722.613 | 0.11198
|  | 722.8458 | 0.11122
|  | 723.0786 | 0.11046
|  | 723.3115 | 0.10971
|  | 723.5443 | 0.10896
|  | 723.7771 | 0.10822
|  | 724.01 | 0.10748
|  | 724.2429 | 0.10674
|  | 724.4758 | 0.10601
|  | 724.7086 | 0.10529
|  | 724.9415 | 0.10457
|  | 725.1744 | 0.10386
|  | 725.4073 | 0.10316
|  | 725.6403 | 0.10246
|  | 725.8732 | 0.10176
|  | 726.1061 | 0.10107
|  | 726.3391 | 0.10038
|  | 726.5721 | 0.0997
|  | 726.8051 | 0.09902
|  | 727.038 | 0.09835
|  | 727.2711 | 0.09768
|  | 727.504 | 0.09702
|  | 727.7371 | 0.09636
|  | 727.9701 | 0.09571
|  | 728.2031 | 0.09506
|  | 728.4362 | 0.09441
|  | 728.6692 | 0.09377
|  | 728.9023 | 0.09313
|  | 729.1354 | 0.09249
|  | 729.3684 | 0.09186
|  | 729.6015 | 0.09123
|  | 729.8346 | 0.09061
|  | 730.0678 | 0.08999
|  | 730.3008 | 0.08938
|  | 730.534 | 0.08877
|  | 730.7671 | 0.08816
|  | 731.0002 | 0.08756
|  | 731.2334 | 0.08696
|  | 731.4666 | 0.08637
|  | 731.6998 | 0.08578
|  | 731.9329 | 0.0852
|  | 732.1661 | 0.08462
|  | 732.3994 | 0.08405
|  | 732.6326 | 0.08348
|  | 732.8658 | 0.08291
|  | 733.099 | 0.08235
|  | 733.3323 | 0.0818
|  | 733.5655 | 0.08125
|  | 733.7988 | 0.0807
|  | 734.032 | 0.08016
|  | 734.2653 | 0.07963
|  | 734.4986 | 0.07909
|  | 734.7319 | 0.07856
|  | 734.9652 | 0.07803
|  | 735.1985 | 0.0775
|  | 735.4319 | 0.07698
|  | 735.6652 | 0.07645
|  | 735.8986 | 0.07593
|  | 736.1319 | 0.07541
|  | 736.3653 | 0.07489
|  | 736.5987 | 0.07437
|  | 736.832 | 0.07385
|  | 737.0654 | 0.07333
|  | 737.2988 | 0.07281
|  | 737.5323 | 0.07229
|  | 737.7657 | 0.07177
|  | 737.9991 | 0.07125
|  | 738.2325 | 0.07073
|  | 738.466 | 0.07021
|  | 738.6995 | 0.06968
|  | 738.933 | 0.06917
|  | 739.1664 | 0.06865
|  | 739.3999 | 0.06814
|  | 739.6334 | 0.06763
|  | 739.8669 | 0.06712
|  | 740.1005 | 0.06662
|  | 740.334 | 0.06612
|  | 740.5675 | 0.06562
|  | 740.8011 | 0.06513
|  | 741.0346 | 0.06464
|  | 741.2682 | 0.06416
|  | 741.5018 | 0.06368
|  | 741.7354 | 0.06321
|  | 741.9689 | 0.06274
|  | 742.2026 | 0.06229
|  | 742.4362 | 0.06184
|  | 742.6698 | 0.0614
|  | 742.9034 | 0.06096
|  | 743.1371 | 0.06053
|  | 743.3707 | 0.06011
|  | 743.6044 | 0.05969
|  | 743.8381 | 0.05927
|  | 744.0717 | 0.05886
|  | 744.3054 | 0.05846
|  | 744.5391 | 0.05805
|  | 744.7728 | 0.05765
|  | 745.0065 | 0.05725
|  | 745.2403 | 0.05686
|  | 745.474 | 0.05647
|  | 745.7078 | 0.05608
|  | 745.9415 | 0.05569
|  | 746.1753 | 0.0553
|  | 746.4091 | 0.05492
|  | 746.6428 | 0.05453
|  | 746.8767 | 0.05415
|  | 747.1104 | 0.05376
|  | 747.3442 | 0.05337
|  | 747.5781 | 0.05299
|  | 747.8119 | 0.0526
|  | 748.0458 | 0.05221
|  | 748.2796 | 0.05183
|  | 748.5134 | 0.05144
|  | 748.7473 | 0.05105
|  | 748.9812 | 0.05067
|  | 749.2151 | 0.05028
|  | 749.449 | 0.0499
|  | 749.6829 | 0.04951
|  | 749.9168 | 0.04913
|  | 750.1508 | 0.04875
|  | 750.3847 | 0.04837
|  | 750.6187 | 0.048
|  | 750.8526 | 0.04762
|  | 751.0865 | 0.04725
|  | 751.3205 | 0.04688
|  | 751.5545 | 0.04652
|  | 751.7885 | 0.04616
|  | 752.0225 | 0.0458
|  | 752.2565 | 0.04545
|  | 752.4905 | 0.0451
|  | 752.7246 | 0.04476
|  | 752.9586 | 0.04441
|  | 753.1926 | 0.04408
|  | 753.4267 | 0.04375
|  | 753.6608 | 0.04342
|  | 753.8948 | 0.0431
|  | 754.1289 | 0.04279
|  | 754.363 | 0.04247
|  | 754.5971 | 0.04217
|  | 754.8312 | 0.04187
|  | 755.0654 | 0.04157
|  | 755.2995 | 0.04127
|  | 755.5336 | 0.04098
|  | 755.7678 | 0.04069
|  | 756.0019 | 0.04041
|  | 756.2361 | 0.04013
|  | 756.4703 | 0.03985
|  | 756.7045 | 0.03957
|  | 756.9387 | 0.0393
|  | 757.1729 | 0.03902
|  | 757.4071 | 0.03875
|  | 757.6414 | 0.03848
|  | 757.8756 | 0.03822
|  | 758.1099 | 0.03795
|  | 758.3441 | 0.03769
|  | 758.5784 | 0.03742
|  | 758.8126 | 0.03716
|  | 759.0469 | 0.0369
|  | 759.2812 | 0.03663
|  | 759.5155 | 0.03637
|  | 759.7498 | 0.03611
|  | 759.9841 | 0.03585
|  | 760.2185 | 0.0356
|  | 760.4528 | 0.03534
|  | 760.6872 | 0.03509
|  | 760.9215 | 0.03484
|  | 761.1559 | 0.03459
|  | 761.3903 | 0.03434
|  | 761.6247 | 0.0341
|  | 761.8591 | 0.03386
|  | 762.0934 | 0.03362
|  | 762.3279 | 0.03338
|  | 762.5623 | 0.03314
|  | 762.7967 | 0.03291
|  | 763.0312 | 0.03268
|  | 763.2656 | 0.03245
|  | 763.5001 | 0.03223
|  | 763.7346 | 0.032
|  | 763.9691 | 0.03179
|  | 764.2035 | 0.03157
|  | 764.438 | 0.03136
|  | 764.6726 | 0.03115
|  | 764.9071 | 0.03094
|  | 765.1416 | 0.03073
|  | 765.3762 | 0.03053
|  | 765.6107 | 0.03032
|  | 765.8452 | 0.03012
|  | 766.0798 | 0.02993
|  | 766.3144 | 0.02973
|  | 766.5489 | 0.02953
|  | 766.7836 | 0.02934
|  | 767.0182 | 0.02915
|  | 767.2527 | 0.02896
|  | 767.4874 | 0.02877
|  | 767.722 | 0.02858
|  | 767.9567 | 0.0284
|  | 768.1914 | 0.02821
|  | 768.426 | 0.02803
|  | 768.6606 | 0.02785
|  | 768.8953 | 0.02767
|  | 769.13 | 0.02749
|  | 769.3647 | 0.02732
|  | 769.5994 | 0.02714
|  | 769.8341 | 0.02697
|  | 770.0688 | 0.02679
|  | 770.3036 | 0.02662
|  | 770.5383 | 0.02645
|  | 770.7731 | 0.02628
|  | 771.0078 | 0.02611
|  | 771.2426 | 0.02594
|  | 771.4774 | 0.02577
|  | 771.7122 | 0.02561
|  | 771.947 | 0.02544
|  | 772.1818 | 0.02527
|  | 772.4166 | 0.02511
|  | 772.6514 | 0.02494
|  | 772.8863 | 0.02478
|  | 773.1211 | 0.02461
|  | 773.356 | 0.02444
|  | 773.5908 | 0.02428
|  | 773.8257 | 0.02411
|  | 774.0606 | 0.02395
|  | 774.2955 | 0.02378
|  | 774.5304 | 0.02361
|  | 774.7653 | 0.02344
|  | 775.0002 | 0.02327
|  | 775.2352 | 0.0231
|  | 775.4701 | 0.02293
|  | 775.705 | 0.02275
|  | 775.94 | 0.02257
|  | 776.1749 | 0.0224
|  | 776.4099 | 0.02222
|  | 776.6449 | 0.02203
|  | 776.8799 | 0.02185
|  | 777.1149 | 0.02167
|  | 777.3499 | 0.02149
|  | 777.585 | 0.02131
|  | 777.8199 | 0.02112
|  | 778.055 | 0.02094
|  | 778.29 | 0.02075
|  | 778.5252 | 0.02057
|  | 778.7602 | 0.02038
|  | 778.9953 | 0.0202
|  | 779.2304 | 0.02001
|  | 779.4655 | 0.01983
|  | 779.7006 | 0.01965
|  | 779.9357 | 0.01947
|  | 780.1708 | 0.0193
|  | 780.4059 | 0.01912
|  | 780.641 | 0.01895
|  | 780.8762 | 0.01879
|  | 781.1114 | 0.01862
|  | 781.3466 | 0.01846
|  | 781.5817 | 0.0183
|  | 781.817 | 0.01814
|  | 782.0521 | 0.01799
|  | 782.2873 | 0.01784
|  | 782.5226 | 0.01769
|  | 782.7577 | 0.01755
|  | 782.993 | 0.01741
|  | 783.2283 | 0.01727
|  | 783.4635 | 0.01714
|  | 783.6988 | 0.017
|  | 783.934 | 0.01688
|  | 784.1693 | 0.01675
|  | 784.4046 | 0.01663
|  | 784.6399 | 0.0165
|  | 784.8752 | 0.01638
|  | 785.1105 | 0.01627
|  | 785.3459 | 0.01615
|  | 785.5812 | 0.01603
|  | 785.8166 | 0.01592
|  | 786.0519 | 0.01581
|  | 786.2873 | 0.0157
|  | 786.5226 | 0.0156
|  | 786.7581 | 0.01549
|  | 786.9934 | 0.01539
|  | 787.2288 | 0.01528
|  | 787.4642 | 0.01518
|  | 787.6997 | 0.01508
|  | 787.9351 | 0.01499
|  | 788.1705 | 0.01489
|  | 788.406 | 0.01479
|  | 788.6414 | 0.0147
|  | 788.8769 | 0.01461
|  | 789.1124 | 0.01452
|  | 789.3479 | 0.01443
|  | 789.5834 | 0.01434
|  | 789.8188 | 0.01426
|  | 790.0544 | 0.01418
|  | 790.2899 | 0.0141
|  | 790.5254 | 0.01401
|  | 790.761 | 0.01393
|  | 790.9965 | 0.01385
|  | 791.2321 | 0.01377
|  | 791.4677 | 0.01369
|  | 791.7033 | 0.01361
|  | 791.9388 | 0.01353
|  | 792.1744 | 0.01344
|  | 792.41 | 0.01336
|  | 792.6456 | 0.01327
|  | 792.8812 | 0.01318
|  | 793.1169 | 0.01309
|  | 793.3525 | 0.013
|  | 793.5882 | 0.0129
|  | 793.8238 | 0.0128
|  | 794.0595 | 0.01269
|  | 794.2952 | 0.01258
|  | 794.5309 | 0.01246
|  | 794.7666 | 0.01233
|  | 795.0023 | 0.01219
|  | 795.238 | 0.01204
|  | 795.4737 | 0.01189
|  | 795.7095 | 0.01172
|  | 795.9452 | 0.01154
|  | 796.181 | 0.01135
|  | 796.4167 | 0.01115
|  | 796.6525 | 0.01094
|  | 796.8882 | 0.01071
|  | 797.124 | 0.01047
|  | 797.3599 | 0.01021
|  | 797.5956 | 0.00994
|  | 797.8315 | 0.00965
|  | 798.0673 | 0.00935
|  | 798.3031 | 0.00904
|  | 798.539 | 0.00871
|  | 798.7748 | 0.00837
|  | 799.0107 | 0.00802
|  | 799.2466 | 0.00766
|  | 799.4824 | 0.0073
|  | 799.7183 | 0.00693
|  | 799.9542 | 0.00655
|  | 800.1901 | 0.00618
|  | 800.4261 | 0.0058
|  | 800.662 | 0.00543
|  | 800.898 | 0.00506
|  | 801.1339 | 0.00469
|  | 801.3698 | 0.00434
|  | 801.6058 | 0.00399
|  | 801.8417 | 0.00365
|  | 802.0778 | 0.00333
|  | 802.3137 | 0.00302
|  | 802.5497 | 0.00273
|  | 802.7857 | 0.00245
|  | 803.0217 | 0.00219
|  | 803.2577 | 0.00195
|  | 803.4938 | 0.00173
|  | 803.7299 | 0.00153
|  | 803.9659 | 0.00134
|  | 804.202 | 0.00117
|  | 804.438 | 0.00102
|  | 804.6741 | 0.00087747
|  | 804.9102 | 0.00075403
|  | 805.1463 | 0.00064447
|  | 805.3824 | 0.00054807
|  | 805.6185 | 0.00046379
|  | 805.8547 | 0.0003907
|  | 806.0908 | 0.00032766
|  | 806.327 | 0.00027379
|  | 806.5631 | 0.0002281
|  | 806.7993 | 0.0001897
|  | 807.0355 | 0.00015767
|  | 807.2717 | 0.0001311
|  | 807.5078 | 0.00010907
|  | 807.744 | 9.0708e-05
|  | 807.9802 | 7.5105e-05
|  | 808.2165 | 6.1924e-05
|  | 808.4527 | 5.0849e-05
|  | 808.6889 | 4.1598e-05
|  | 808.9252 | 3.3913e-05
|  | 809.1614 | 2.7566e-05
|  | 809.3977 | 2.2355e-05
|  | 809.634 | 1.81e-05
|  | 809.8702 | 1.4647e-05
|  | 810.1066 | 1.1861e-05
|  | 810.3428 | 9.6268e-06
|  | 810.5792 | 7.8457e-06
|  | 810.8155 | 6.4344e-06
|  | 811.0518 | 5.3231e-06
|  | 811.2881 | 4.4534e-06
|  | 811.5245 | 3.777e-06
|  | 811.7609 | 3.2543e-06
|  | 811.9972 | 2.8529e-06
|  | 812.2336 | 2.5467e-06
|  | 812.47 | 2.3146e-06
|  | 812.7064 | 2.1399e-06
|  | 812.9428 | 2.0092e-06
|  | 813.1792 | 1.9121e-06
|  | 813.4156 | 1.8405e-06
|  | 813.652 | 1.7881e-06
|  | 813.8885 | 1.7499e-06
|  | 814.1249 | 1.7224e-06
|  | 814.3614 | 1.7026e-06
|  | 814.5978 | 1.6886e-06
|  | 814.8343 | 1.6786e-06
|  | 815.0708 | 1.6717e-06
|  | 815.3073 | 1.6668e-06
|  | 815.5438 | 1.6635e-06
|  | 815.7803 | 1.6612e-06
|  | 816.0168 | 1.6597e-06
|  | 816.2534 | 1.6586e-06
|  | 816.4899 | 1.6579e-06
|  | 816.7264 | 1.6574e-06
|  | 816.963 | 1.6571e-06
|  | 817.1995 | 1.6569e-06
|  | 817.4361 | 1.6568e-06
|  | 817.6727 | 1.6567e-06
|  | 817.9093 | 1.6567e-06
|  | 818.1459 | 1.6567e-06
|  | 818.3825 | 1.6566e-06
|  | 818.6191 | 1.6566e-06
|  | 818.8558 | 1.6566e-06
|  | 819.0924 | 1.6566e-06
|  | 819.329 | 1.6566e-06
|  | 819.5657 | 1.6566e-06
|  | 819.8024 | 1.6566e-06
|  | 820.0391 | 1.6566e-06
|  | 820.2757 | 1.6566e-06
|  | 820.5124 | 1.6566e-06
|  | 820.7491 | 1.6566e-06
|  | 820.9858 | 1.6566e-06
|  | 821.2225 | 1.6566e-06
|  | 821.4593 | 1.6566e-06
|  | 821.696 | 1.6566e-06
|  | 821.9327 | 1.6566e-06
|  | 822.1695 | 1.6566e-06
|  | 822.4062 | 1.6566e-06
|  | 822.6431 | 1.6566e-06
|  | 822.8798 | 1.6566e-06
|  | 823.1166 | 1.6566e-06
|  | 823.3534 | 1.6566e-06
|  | 823.5902 | 1.6566e-06
|  | 823.827 | 1.6566e-06
|  | 824.0639 | 1.6566e-06
|  | 824.3007 | 1.6566e-06
|  | 824.5375 | 1.6566e-06
|  | 824.7744 | 1.6566e-06
|  | 825.0113 | 1.6566e-06
|  | 825.2482 | 1.6566e-06
|  | 825.4851 | 1.6566e-06
|  | 825.7219 | 1.6566e-06
|  | 825.9588 | 1.6566e-06
|  | 826.1957 | 1.6566e-06
|  | 826.4327 | 1.6566e-06
|  | 826.6696 | 1.6566e-06
|  | 826.9065 | 1.6566e-06
|  | 827.1435 | 1.6566e-06
|  | 827.3804 | 1.6566e-06
|  | 827.6174 | 1.6566e-06
|  | 827.8544 | 1.6566e-06
|  | 828.0913 | 1.6566e-06
|  | 828.3283 | 1.6566e-06
|  | 828.5653 | 1.6566e-06
|  | 828.8023 | 1.6566e-06
|  | 829.0394 | 1.6566e-06
|  | 829.2764 | 1.6566e-06
|  | 829.5134 | 1.6566e-06
|  | 829.7504 | 1.6566e-06
|  | 829.9875 | 1.6566e-06
|  | 830.2246 | 1.6566e-06
|  | 830.4617 | 1.6566e-06
|  | 830.6987 | 1.6566e-06
|  | 830.9358 | 1.6566e-06
|  | 831.1729 | 1.6566e-06
|  | 831.41 | 1.6566e-06
|  | 831.6472 | 1.6566e-06
|  | 831.8843 | 1.6566e-06
|  | 832.1214 | 1.6566e-06
|  | 832.3585 | 1.6566e-06
|  | 832.5957 | 1.6566e-06
|  | 832.8328 | 1.6566e-06
|  | 833.07 | 1.6566e-06
|  | 833.3072 | 1.6566e-06
|  | 833.5444 | 1.6566e-06
|  | 833.7816 | 1.6566e-06
|  | 834.0188 | 1.6566e-06
|  | 834.256 | 1.6566e-06
|  | 834.4932 | 1.6566e-06
|  | 834.7305 | 1.6566e-06
|  | 834.9677 | 1.6566e-06
|  | 835.205 | 1.6566e-06
|  | 835.4422 | 1.6566e-06
|  | 835.6795 | 1.6566e-06
|  | 835.9167 | 1.6566e-06
|  | 836.154 | 1.6566e-06
|  | 836.3914 | 1.6566e-06
|  | 836.6287 | 1.6566e-06
|  | 836.866 | 1.6566e-06
|  | 837.1033 | 1.6566e-06
|  | 837.3406 | 1.6566e-06
|  | 837.5779 | 1.6566e-06
|  | 837.8153 | 1.6566e-06
|  | 838.0527 | 1.6566e-06
|  | 838.29 | 1.6566e-06
|  | 838.5274 | 1.6566e-06
|  | 838.7648 | 1.6566e-06
|  | 839.0022 | 1.6566e-06
|  | 839.2396 | 1.6566e-06
|  | 839.477 | 1.6566e-06
|  | 839.7144 | 1.6566e-06
|  | 839.9518 | 1.6566e-06
|  | 840.1893 | 1.6566e-06
|  | 840.4268 | 1.6566e-06
|  | 840.6642 | 1.6566e-06
|  | 840.9017 | 1.6566e-06
|  | 841.1392 | 1.6566e-06
|  | 841.3767 | 1.6566e-06
|  | 841.6141 | 1.6566e-06
|  | 841.8516 | 1.6566e-06
|  | 842.0892 | 1.6566e-06
|  | 842.3267 | 1.6566e-06
|  | 842.5642 | 1.6566e-06
|  | 842.8018 | 1.6566e-06
|  | 843.0393 | 1.6566e-06
|  | 843.2769 | 1.6566e-06
|  | 843.5144 | 1.6566e-06
|  | 843.7519 | 1.6566e-06
|  | 843.9896 | 1.6566e-06
|  | 844.2272 | 1.6566e-06
|  | 844.4647 | 1.6566e-06
|  | 844.7023 | 1.6566e-06
|  | 844.94 | 1.6566e-06
|  | 845.1776 | 1.6566e-06
|  | 845.4152 | 1.6566e-06
|  | 845.6529 | 1.6566e-06
|  | 845.8906 | 1.6566e-06
|  | 846.1282 | 1.6566e-06
|  | 846.3658 | 1.6566e-06
|  | 846.6036 | 1.6566e-06
|  | 846.8412 | 1.6566e-06
|  | 847.0789 | 1.6566e-06
|  | 847.3166 | 1.6566e-06
|  | 847.5544 | 1.6566e-06
|  | 847.7921 | 1.6566e-06
|  | 848.0299 | 1.6566e-06
|  | 848.2676 | 1.6566e-06
|  | 848.5053 | 1.6566e-06
|  | 848.7431 | 1.6566e-06
|  | 848.9808 | 1.6566e-06
|  | 849.2186 | 1.6566e-06
|  | 849.4564 | 1.6566e-06
|  | 849.6942 | 1.6566e-06
|  | 849.932 | 1.6566e-06
|  | 850.1699 | 1.6566e-06
|  | 850.4076 | 1.6566e-06
|  | 850.6455 | 1.6566e-06
|  | 850.8833 | 1.6566e-06
|  | 851.1211 | 1.6566e-06
|  | 851.359 | 1.6566e-06
|  | 851.5969 | 1.6566e-06
|  | 851.8348 | 1.6566e-06
|  | 852.0727 | 1.6566e-06
|  | 852.3106 | 1.6566e-06
|  | 852.5485 | 1.6566e-06
|  | 852.7864 | 1.6566e-06
|  | 853.0243 | 1.6566e-06
|  | 853.2622 | 1.6566e-06
|  | 853.5002 | 1.6566e-06
|  | 853.7381 | 1.6566e-06
|  | 853.9761 | 1.6566e-06
|  | 854.2141 | 1.6566e-06
|  | 854.452 | 1.6566e-06
|  | 854.69 | 1.6566e-06
|  | 854.928 | 1.6566e-06
|  | 855.166 | 1.6566e-06
|  | 855.404 | 1.6566e-06
|  | 855.642 | 1.6566e-06
|  | 855.8801 | 1.6566e-06
|  | 856.1181 | 1.6566e-06
|  | 856.3561 | 1.6566e-06
|  | 856.5942 | 1.6566e-06
|  | 856.8322 | 1.6566e-06
|  | 857.0703 | 1.6566e-06
|  | 857.3084 | 1.6566e-06
|  | 857.5465 | 1.6566e-06
|  | 857.7846 | 1.6566e-06
|  | 858.0227 | 1.6566e-06
|  | 858.2608 | 1.6566e-06
|  | 858.499 | 1.6566e-06
|  | 858.7371 | 1.6566e-06
|  | 858.9752 | 1.6566e-06
|  | 859.2134 | 1.6566e-06
|  | 859.4515 | 1.6566e-06
|  | 859.6897 | 1.6566e-06
|  | 859.9279 | 1.6566e-06
|  | 860.1661 | 1.6566e-06
|  | 860.4042 | 1.6566e-06
|  | 860.6425 | 1.6566e-06
|  | 860.8807 | 1.6566e-06
|  | 861.1189 | 1.6566e-06
|  | 861.3571 | 1.6566e-06
|  | 861.5953 | 1.6566e-06
|  | 861.8336 | 1.6566e-06
|  | 862.0719 | 1.6566e-06
|  | 862.3101 | 1.6566e-06
|  | 862.5484 | 1.6566e-06
|  | 862.7867 | 1.6566e-06
|  | 863.025 | 1.6566e-06
|  | 863.2633 | 1.6566e-06
|  | 863.5016 | 1.6566e-06
|  | 863.7399 | 1.6566e-06
|  | 863.9783 | 1.6566e-06
|  | 864.2166 | 1.6566e-06
|  | 864.455 | 1.6566e-06
|  | 864.6933 | 1.6566e-06
|  | 864.9316 | 1.6566e-06
|  | 865.17 | 1.6566e-06
|  | 865.4084 | 1.6566e-06
|  | 865.6468 | 1.6566e-06
|  | 865.8852 | 1.6566e-06
|  | 866.1236 | 1.6566e-06
|  | 866.362 | 1.6566e-06
|  | 866.6005 | 1.6566e-06
|  | 866.8389 | 1.6566e-06
|  | 867.0773 | 1.6566e-06
|  | 867.3158 | 1.6566e-06
|  | 867.5543 | 1.6566e-06
|  | 867.7927 | 1.6566e-06
|  | 868.0312 | 1.6566e-06
|  | 868.2696 | 1.6566e-06
|  | 868.5082 | 1.6566e-06
|  | 868.7466 | 1.6566e-06
|  | 868.9852 | 1.6566e-06
|  | 869.2237 | 1.6566e-06
|  | 869.4622 | 1.6566e-06
|  | 869.7007 | 1.6566e-06
|  | 869.9393 | 1.6566e-06
|  | 870.1779 | 1.6566e-06
|  | 870.4164 | 1.6566e-06
|  | 870.655 | 1.6566e-06
|  | 870.8936 | 1.6566e-06
|  | 871.1322 | 1.6566e-06
|  | 871.3708 | 1.6566e-06
|  | 871.6094 | 1.6566e-06
|  | 871.848 | 1.6566e-06
|  | 872.0867 | 1.6566e-06
|  | 872.3253 | 1.6566e-06
|  | 872.564 | 1.6566e-06
|  | 872.8026 | 1.6566e-06
|  | 873.0413 | 1.6566e-06
|  | 873.2799 | 1.6566e-06
|  | 873.5186 | 1.6566e-06
|  | 873.7573 | 1.6566e-06
|  | 873.996 | 1.6566e-06
|  | 874.2347 | 1.6566e-06
|  | 874.4734 | 1.6566e-06
|  | 874.7122 | 1.6566e-06
|  | 874.9509 | 1.6566e-06
|  | 875.1896 | 1.6566e-06
|  | 875.4283 | 1.6566e-06
|  | 875.6671 | 1.6566e-06
|  | 875.9059 | 1.6566e-06
|  | 876.1446 | 1.6566e-06
|  | 876.3834 | 1.6566e-06
|  | 876.6223 | 1.6566e-06
|  | 876.861 | 1.6566e-06
|  | 877.0998 | 1.6566e-06
|  | 877.3387 | 1.6566e-06
|  | 877.5775 | 1.6566e-06
|  | 877.8164 | 1.6566e-06
|  | 878.0552 | 1.6566e-06
|  | 878.2941 | 1.6566e-06
|  | 878.5329 | 1.6566e-06
|  | 878.7718 | 1.6566e-06
|  | 879.0107 | 1.6566e-06
|  | 879.2496 | 1.6566e-06
|  | 879.4885 | 1.6566e-06
|  | 879.7274 | 1.6566e-06
|  | 879.9663 | 1.6566e-06
|  | 880.2052 | 1.6566e-06
|  | 880.4442 | 1.6566e-06
|  | 880.6831 | 1.6566e-06
|  | 880.9221 | 1.6566e-06
|  | 881.161 | 1.6566e-06
|  | 881.4 | 1.6566e-06
|  | 881.6389 | 1.6566e-06
|  | 881.8779 | 1.6566e-06
|  | 882.1169 | 1.6566e-06
|  | 882.356 | 1.6566e-06
|  | 882.595 | 1.6566e-06
|  | 882.834 | 1.6566e-06
|  | 883.073 | 1.6566e-06
|  | 883.312 | 1.6566e-06
|  | 883.5511 | 1.6566e-06
|  | 883.7902 | 1.6566e-06
|  | 884.0292 | 1.6566e-06
|  | 884.2682 | 1.6566e-06
|  | 884.5074 | 1.6566e-06
|  | 884.7465 | 1.6566e-06
|  | 884.9855 | 1.6566e-06
|  | 885.2247 | 1.6566e-06
|  | 885.4638 | 1.6566e-06
|  | 885.7029 | 1.6566e-06
|  | 885.942 | 1.6566e-06
|  | 886.1812 | 1.6566e-06
|  | 886.4203 | 1.6566e-06
|  | 886.6595 | 1.6566e-06
|  | 886.8987 | 1.6566e-06
|  | 887.1378 | 1.6566e-06
|  | 887.377 | 1.6566e-06
|  | 887.6162 | 1.6566e-06
|  | 887.8554 | 1.6566e-06
|  | 888.0947 | 1.6566e-06
|  | 888.3339 | 1.6566e-06
|  | 888.5731 | 1.6566e-06
|  | 888.8123 | 1.6566e-06
|  | 889.0516 | 1.6566e-06
|  | 889.2908 | 1.6566e-06
|  | 889.5301 | 1.6566e-06
|  | 889.7694 | 1.6566e-06
|  | 890.0087 | 1.6566e-06
|  | 890.2479 | 1.6566e-06
|  | 890.4872 | 1.6566e-06
|  | 890.7266 | 1.6566e-06
|  | 890.9659 | 1.6566e-06
|  | 891.2052 | 1.6566e-06
|  | 891.4445 | 1.6566e-06
|  | 891.6839 | 1.6566e-06
|  | 891.9232 | 1.6566e-06
|  | 892.1626 | 1.6566e-06
|  | 892.402 | 1.6566e-06
|  | 892.6414 | 1.6566e-06
|  | 892.8807 | 1.6566e-06
|  | 893.1201 | 1.6566e-06
|  | 893.3596 | 1.6566e-06
|  | 893.5989 | 1.6566e-06
|  | 893.8384 | 1.6566e-06
|  | 894.0778 | 1.6566e-06
|  | 894.3173 | 1.6566e-06
|  | 894.5567 | 1.6566e-06
|  | 894.7961 | 1.6566e-06
|  | 895.0356 | 1.6566e-06
|  | 895.2751 | 1.6566e-06
|  | 895.5145 | 1.6566e-06
|  | 895.754 | 1.6566e-06
|  | 895.9935 | 1.6566e-06
|  | 896.233 | 1.6566e-06
|  | 896.4726 | 1.6566e-06
|  | 896.7121 | 1.6566e-06
|  | 896.9516 | 1.6566e-06
|  | 897.1912 | 1.6566e-06
|  | 897.4307 | 1.6566e-06
|  | 897.6703 | 1.6566e-06
|  | 897.9099 | 1.6566e-06
|  | 898.1494 | 1.6566e-06
|  | 898.389 | 1.6566e-06
|  | 898.6286 | 1.6566e-06
|  | 898.8682 | 1.6566e-06
|  | 899.1078 | 1.6566e-06
|  | 899.3474 | 1.6566e-06
|  | 899.5871 | 1.6566e-06
|  | 899.8267 | 1.6566e-06
|  | 900.0664 | 1.6566e-06
|  | 900.306 | 1.6566e-06
|  | 900.5457 | 1.6566e-06
|  | 900.7853 | 1.6566e-06
|  | 901.025 | 1.6566e-06
|  | 901.2647 | 1.6566e-06
|  | 901.5044 | 1.6566e-06
|  | 901.7441 | 1.6566e-06
|  | 901.9838 | 1.6566e-06
|  | 902.2236 | 1.6566e-06
|  | 902.4633 | 1.6566e-06
|  | 902.703 | 1.6566e-06
|  | 902.9428 | 1.6566e-06
|  | 903.1826 | 1.6566e-06
|  | 903.4223 | 1.6566e-06
|  | 903.6621 | 1.6566e-06
|  | 903.9019 | 1.6566e-06
|  | 904.1417 | 1.6566e-06
|  | 904.3815 | 1.6566e-06
|  | 904.6213 | 1.6566e-06
|  | 904.8611 | 1.6566e-06
|  | 905.1009 | 1.6566e-06
|  | 905.3408 | 1.6566e-06
|  | 905.5806 | 1.6566e-06
|  | 905.8204 | 1.6566e-06
|  | 906.0603 | 1.6566e-06
|  | 906.3002 | 1.6566e-06
|  | 906.54 | 1.6566e-06
|  | 906.78 | 1.6566e-06
|  | 907.0198 | 1.6566e-06
|  | 907.2598 | 1.6566e-06
|  | 907.4996 | 1.6566e-06
|  | 907.7396 | 1.6566e-06
|  | 907.9795 | 1.6566e-06
|  | 908.2195 | 1.6566e-06
|  | 908.4594 | 1.6566e-06
|  | 908.6993 | 1.6566e-06
|  | 908.9393 | 1.6566e-06
|  | 909.1793 | 1.6566e-06
|  | 909.4193 | 1.6566e-06
|  | 909.6592 | 1.6566e-06
|  | 909.8993 | 1.6566e-06
|  | 910.1393 | 1.6566e-06
|  | 910.3793 | 1.6566e-06
|  | 910.6193 | 1.6566e-06
|  | 910.8594 | 1.6566e-06
|  | 911.0994 | 1.6566e-06
|  | 911.3394 | 1.6566e-06
|  | 911.5795 | 1.6566e-06
|  | 911.8196 | 1.6566e-06
|  | 912.0596 | 1.6566e-06
|  | 912.2997 | 1.6566e-06
|  | 912.5398 | 1.6566e-06
|  | 912.7799 | 1.6566e-06
|  | 913.02 | 1.6566e-06
|  | 913.2601 | 1.6566e-06
|  | 913.5003 | 1.6566e-06
|  | 913.7404 | 1.6566e-06
|  | 913.9805 | 1.6566e-06
|  | 914.2207 | 1.6566e-06
|  | 914.4609 | 1.6566e-06
|  | 914.7011 | 1.6566e-06
|  | 914.9412 | 1.6566e-06
|  | 915.1814 | 1.6566e-06
|  | 915.4216 | 1.6566e-06
|  | 915.6618 | 1.6566e-06
|  | 915.902 | 1.6566e-06
|  | 916.1423 | 1.6566e-06
|  | 916.3824 | 1.6566e-06
|  | 916.6227 | 1.6566e-06
|  | 916.863 | 1.6566e-06
|  | 917.1032 | 1.6566e-06
|  | 917.3435 | 1.6566e-06
|  | 917.5837 | 1.6566e-06
|  | 917.824 | 1.6566e-06
|  | 918.0643 | 1.6566e-06
|  | 918.3046 | 1.6566e-06
|  | 918.5449 | 1.6566e-06
|  | 918.7852 | 1.6566e-06
|  | 919.0256 | 1.6566e-06
|  | 919.2659 | 1.6566e-06
|  | 919.5062 | 1.6566e-06
|  | 919.7466 | 1.6566e-06
|  | 919.9869 | 1.6566e-06
|  | 920.2273 | 1.6566e-06
|  | 920.4677 | 1.6566e-06
|  | 920.7081 | 1.6566e-06
|  | 920.9485 | 1.6566e-06
|  | 921.1888 | 1.6566e-06
|  | 921.4293 | 1.6566e-06
|  | 921.6697 | 1.6566e-06
|  | 921.9101 | 1.6566e-06
|  | 922.1506 | 1.6566e-06
|  | 922.391 | 1.6566e-06
|  | 922.6315 | 1.6566e-06
|  | 922.8719 | 1.6566e-06
|  | 923.1124 | 1.6566e-06
|  | 923.3528 | 1.6566e-06
|  | 923.5933 | 1.6566e-06
|  | 923.8339 | 1.6566e-06
|  | 924.0743 | 1.6566e-06
|  | 924.3149 | 1.6566e-06
|  | 924.5554 | 1.6566e-06
|  | 924.7959 | 1.6566e-06
|  | 925.0364 | 1.6566e-06
|  | 925.277 | 1.6566e-06
|  | 925.5175 | 1.6566e-06
|  | 925.7581 | 1.6566e-06
|  | 925.9987 | 1.6566e-06
|  | 926.2393 | 1.6566e-06
|  | 926.4799 | 1.6566e-06
|  | 926.7205 | 1.6566e-06
|  | 926.9611 | 1.6566e-06
|  | 927.2017 | 1.6566e-06
|  | 927.4423 | 1.6566e-06
|  | 927.6829 | 1.6566e-06
|  | 927.9235 | 1.6566e-06
|  | 928.1642 | 1.6566e-06
|  | 928.4049 | 1.6566e-06
|  | 928.6455 | 1.6566e-06
|  | 928.8862 | 1.6566e-06
|  | 929.1269 | 1.6566e-06
|  | 929.3676 | 1.6566e-06
|  | 929.6083 | 1.6566e-06
|  | 929.8489 | 1.6566e-06
|  | 930.0897 | 1.6566e-06
|  | 930.3304 | 1.6566e-06
|  | 930.5711 | 1.6566e-06
|  | 930.8119 | 1.6566e-06
|  | 931.0526 | 1.6566e-06
|  | 931.2934 | 1.6566e-06
|  | 931.5341 | 1.6566e-06
|  | 931.7749 | 1.6566e-06
|  | 932.0157 | 1.6566e-06
|  | 932.2565 | 1.6566e-06
|  | 932.4973 | 1.6566e-06
|  | 932.7381 | 1.6566e-06
|  | 932.9789 | 1.6566e-06
|  | 933.2197 | 1.6566e-06
|  | 933.4606 | 1.6566e-06
|  | 933.7014 | 1.6566e-06
|  | 933.9423 | 1.6566e-06
|  | 934.1831 | 1.6566e-06
|  | 934.424 | 1.6566e-06
|  | 934.6649 | 1.6566e-06
|  | 934.9058 | 1.6566e-06
|  | 935.1467 | 1.6566e-06
|  | 935.3876 | 1.6566e-06
|  | 935.6285 | 1.6566e-06
|  | 935.8694 | 1.6566e-06
|  | 936.1103 | 1.6566e-06
|  | 936.3513 | 1.6566e-06
|  | 936.5922 | 1.6566e-06
|  | 936.8331 | 1.6566e-06
|  | 937.0741 | 1.6566e-06
|  | 937.3151 | 1.6566e-06
|  | 937.556 | 1.6566e-06
|  | 937.797 | 1.6566e-06
|  | 938.038 | 1.6566e-06
|  | 938.279 | 1.6566e-06
|  | 938.52 | 1.6566e-06
|  | 938.761 | 1.6566e-06
|  | 939.0021 | 1.6566e-06
|  | 939.2431 | 1.6566e-06
|  | 939.4841 | 1.6566e-06
|  | 939.7252 | 1.6566e-06
|  | 939.9662 | 1.6566e-06
|  | 940.2073 | 1.6566e-06
|  | 940.4484 | 1.6566e-06
|  | 940.6895 | 1.6566e-06
|  | 940.9306 | 1.6566e-06
|  | 941.1717 | 1.6566e-06
|  | 941.4128 | 1.6566e-06
|  | 941.6539 | 1.6566e-06
|  | 941.8951 | 1.6566e-06
|  | 942.1362 | 1.6566e-06
|  | 942.3773 | 1.6566e-06
|  | 942.6185 | 1.6566e-06
|  | 942.8597 | 1.6566e-06
|  | 943.1008 | 1.6566e-06
|  | 943.342 | 1.6566e-06
|  | 943.5832 | 1.6566e-06
|  | 943.8244 | 1.6566e-06
|  | 944.0656 | 1.6566e-06
|  | 944.3068 | 1.6566e-06
|  | 944.548 | 1.6566e-06
|  | 944.7893 | 1.6566e-06
|  | 945.0305 | 1.6566e-06
|  | 945.2717 | 1.6566e-06
|  | 945.513 | 1.6566e-06
|  | 945.7543 | 1.6566e-06
|  | 945.9955 | 1.6566e-06
|  | 946.2368 | 1.6566e-06
|  | 946.4781 | 1.6566e-06
|  | 946.7194 | 1.6566e-06
|  | 946.9607 | 1.6566e-06
|  | 947.202 | 1.6566e-06
|  | 947.4434 | 1.6566e-06
|  | 947.6847 | 1.6566e-06
|  | 947.926 | 1.6566e-06
|  | 948.1674 | 1.6566e-06
|  | 948.4087 | 1.6566e-06
|  | 948.6501 | 1.6566e-06
|  | 948.8914 | 1.6566e-06
|  | 949.1328 | 1.6566e-06
|  | 949.3742 | 1.6566e-06
|  | 949.6156 | 1.6566e-06
|  | 949.857 | 1.6566e-06
|  | 950.0984 | 1.6566e-06
|  | 950.3398 | 1.6566e-06
|  | 950.5813 | 1.6566e-06
|  | 950.8227 | 1.6566e-06
|  | 951.0642 | 1.6566e-06
|  | 951.3056 | 1.6566e-06
|  | 951.5471 | 1.6566e-06
|  | 951.7886 | 1.6566e-06
|  | 952.03 | 1.6566e-06
|  | 952.2716 | 1.6566e-06
|  | 952.513 | 1.6566e-06
|  | 952.7545 | 1.6566e-06
|  | 952.996 | 1.6566e-06
|  | 953.2376 | 1.6566e-06
|  | 953.4791 | 1.6566e-06
|  | 953.7206 | 1.6566e-06
|  | 953.9622 | 1.6566e-06
|  | 954.2037 | 1.6566e-06
|  | 954.4453 | 1.6566e-06
|  | 954.6869 | 1.6566e-06
|  | 954.9285 | 1.6566e-06
|  | 955.17 | 1.6566e-06
|  | 955.4116 | 1.6566e-06
|  | 955.6533 | 1.6566e-06
|  | 955.8948 | 1.6566e-06
|  | 956.1365 | 1.6566e-06
|  | 956.3781 | 1.6566e-06
|  | 956.6197 | 1.6566e-06
|  | 956.8614 | 1.6566e-06
|  | 957.1031 | 1.6566e-06
|  | 957.3447 | 1.6566e-06
|  | 957.5864 | 1.6566e-06
|  | 957.8281 | 1.6566e-06
|  | 958.0698 | 1.6566e-06
|  | 958.3115 | 1.6566e-06
|  | 958.5532 | 1.6566e-06
|  | 958.7949 | 1.6566e-06
|  | 959.0366 | 1.6566e-06
|  | 959.2783 | 1.6566e-06
|  | 959.5201 | 1.6566e-06
|  | 959.7618 | 1.6566e-06
|  | 960.0036 | 1.6566e-06
|  | 960.2454 | 1.6566e-06
|  | 960.4871 | 1.6566e-06
|  | 960.7289 | 1.6566e-06
|  | 960.9707 | 1.6566e-06
|  | 961.2125 | 1.6566e-06
|  | 961.4543 | 1.6566e-06
|  | 961.6961 | 1.6566e-06
|  | 961.9379 | 1.6566e-06
|  | 962.1798 | 1.6566e-06
|  | 962.4216 | 1.6566e-06
|  | 962.6635 | 1.6566e-06
|  | 962.9053 | 1.6566e-06
|  | 963.1472 | 1.6566e-06
|  | 963.389 | 1.6566e-06
|  | 963.6309 | 1.6566e-06
|  | 963.8728 | 1.6566e-06
|  | 964.1147 | 1.6566e-06
|  | 964.3566 | 1.6566e-06
|  | 964.5985 | 1.6566e-06
|  | 964.8405 | 1.6566e-06
|  | 965.0823 | 1.6566e-06
|  | 965.3243 | 1.6566e-06
|  | 965.5662 | 1.6566e-06
|  | 965.8082 | 1.6566e-06
|  | 966.0502 | 1.6566e-06
|  | 966.2921 | 1.6566e-06
|  | 966.5341 | 1.6566e-06
|  | 966.7761 | 1.6566e-06
|  | 967.0181 | 1.6566e-06
|  | 967.2601 | 1.6566e-06
|  | 967.5021 | 1.6566e-06
|  | 967.7441 | 1.6566e-06
|  | 967.9861 | 1.6566e-06
|  | 968.2282 | 1.6566e-06
|  | 968.4703 | 1.6566e-06
|  | 968.7123 | 1.6566e-06
|  | 968.9543 | 1.6566e-06
|  | 969.1964 | 1.6566e-06
|  | 969.4385 | 1.6566e-06
|  | 969.6806 | 1.6566e-06
|  | 969.9227 | 1.6566e-06
|  | 970.1648 | 1.6566e-06
|  | 970.4069 | 1.6566e-06
|  | 970.649 | 1.6566e-06
|  | 970.8912 | 1.6566e-06
|  | 971.1333 | 1.6566e-06
|  | 971.3754 | 1.6566e-06
|  | 971.6176 | 1.6566e-06
|  | 971.8597 | 1.6566e-06
|  | 972.1019 | 1.6566e-06
|  | 972.3441 | 1.6566e-06
|  | 972.5863 | 1.6566e-06
|  | 972.8285 | 1.6566e-06
|  | 973.0707 | 1.6566e-06
|  | 973.3129 | 1.6566e-06
|  | 973.5551 | 1.6566e-06
|  | 973.7974 | 1.6566e-06
|  | 974.0396 | 1.6566e-06
|  | 974.2818 | 1.6566e-06
|  | 974.5241 | 1.6566e-06
|  | 974.7664 | 1.6566e-06
|  | 975.0086 | 1.6566e-06
|  | 975.2509 | 1.6566e-06
|  | 975.4932 | 1.6566e-06
|  | 975.7355 | 1.6566e-06
|  | 975.9778 | 1.6566e-06
|  | 976.2201 | 1.6566e-06
|  | 976.4624 | 1.6566e-06
|  | 976.7047 | 1.6566e-06
|  | 976.9471 | 1.6566e-06
|  | 977.1894 | 1.6566e-06
|  | 977.4318 | 1.6566e-06
|  | 977.6741 | 1.6566e-06
|  | 977.9164 | 1.6566e-06
|  | 978.1589 | 1.6566e-06
|  | 978.4013 | 1.6566e-06
|  | 978.6436 | 1.6566e-06
|  | 978.886 | 1.6566e-06
|  | 979.1284 | 1.6566e-06
|  | 979.3709 | 1.6566e-06
|  | 979.6133 | 1.6566e-06
|  | 979.8557 | 1.6566e-06
|  | 980.0981 | 1.6566e-06
|  | 980.3406 | 1.6566e-06
|  | 980.5831 | 1.6566e-06
|  | 980.8255 | 1.6566e-06
|  | 981.068 | 1.6566e-06
|  | 981.3105 | 1.6566e-06
|  | 981.553 | 1.6566e-06
|  | 981.7955 | 1.6566e-06
|  | 982.038 | 1.6566e-06
|  | 982.2805 | 1.6566e-06
|  | 982.523 | 1.6566e-06
|  | 982.7656 | 1.6566e-06
|  | 983.0081 | 1.6566e-06
|  | 983.2506 | 1.6566e-06
|  | 983.4932 | 1.6566e-06
|  | 983.7357 | 1.6566e-06
|  | 983.9783 | 1.6566e-06
|  | 984.2209 | 1.6566e-06
|  | 984.4635 | 1.6566e-06
|  | 984.7061 | 1.6566e-06
|  | 984.9487 | 1.6566e-06
|  | 985.1913 | 1.6566e-06
|  | 985.4339 | 1.6566e-06
|  | 985.6766 | 1.6566e-06
|  | 985.9192 | 1.6566e-06
|  | 986.1619 | 1.6566e-06
|  | 986.4045 | 1.6566e-06
|  | 986.6472 | 1.6566e-06
|  | 986.8898 | 1.6566e-06
|  | 987.1325 | 1.6566e-06
|  | 987.3752 | 1.6566e-06
|  | 987.6179 | 1.6566e-06
|  | 987.8606 | 1.6566e-06
|  | 988.1033 | 1.6566e-06
|  | 988.346 | 1.6566e-06
|  | 988.5888 | 1.6566e-06
|  | 988.8315 | 1.6566e-06
|  | 989.0742 | 1.6566e-06
|  | 989.317 | 1.6566e-06
|  | 989.5598 | 1.6566e-06
|  | 989.8025 | 1.6566e-06
|  | 990.0453 | 1.6566e-06
|  | 990.2881 | 1.6566e-06
|  | 990.5309 | 1.6566e-06
|  | 990.7737 | 1.6566e-06
|  | 991.0165 | 1.6566e-06
|  | 991.2593 | 1.6566e-06
|  | 991.5021 | 1.6566e-06
|  | 991.7449 | 1.6566e-06
|  | 991.9878 | 1.6566e-06
|  | 992.2306 | 1.6566e-06
|  | 992.4735 | 1.6566e-06
|  | 992.7164 | 1.6566e-06
|  | 992.9592 | 1.6566e-06
|  | 993.2021 | 1.6566e-06
|  | 993.445 | 1.6566e-06
|  | 993.6879 | 1.6566e-06
|  | 993.9308 | 1.6566e-06
|  | 994.1737 | 1.6566e-06
|  | 994.4166 | 1.6566e-06
|  | 994.6596 | 1.6566e-06
|  | 994.9025 | 1.6566e-06
|  | 995.1454 | 1.6566e-06
|  | 995.3884 | 1.6566e-06
|  | 995.6314 | 1.6566e-06
|  | 995.8743 | 1.6566e-06
|  | 996.1173 | 1.6566e-06
|  | 996.3604 | 1.6566e-06
|  | 996.6033 | 1.6566e-06
|  | 996.8463 | 1.6566e-06
|  | 997.0894 | 1.6566e-06
|  | 997.3323 | 1.6566e-06
|  | 997.5754 | 1.6566e-06
|  | 997.8184 | 1.6566e-06
|  | 998.0615 | 1.6566e-06
|  | 998.3045 | 1.6566e-06
|  | 998.5476 | 1.6566e-06
|  | 998.7907 | 1.6566e-06
|  | 999.0338 | 1.6566e-06
|  | 999.2768 | 1.6566e-06
|  | 999.5199 | 1.6566e-06
|  | 999.763 | 1.6566e-06
|  | 1000.0061 | 1.6566e-06
|  | 1000.2492 | 1.6566e-06
|  | 1000.4924 | 1.6566e-06
|  | 1000.7355 | 1.6566e-06
|  | 1000.9786 | 1.6566e-06
|  | 1001.2218 | 1.6566e-06
|  | 1001.465 | 1.6566e-06
|  | 1001.7081 | 1.6566e-06
|  | 1001.9513 | 1.6566e-06
|  | 1002.1945 | 1.6566e-06
|  | 1002.4377 | 1.6566e-06
|  | 1002.6808 | 1.6566e-06
|  | 1002.9241 | 1.6566e-06
|  | 1003.1673 | 1.6566e-06
|  | 1003.4105 | 1.6566e-06
|  | 1003.6537 | 1.6566e-06
|  | 1003.897 | 1.6566e-06
|  | 1004.1402 | 1.6566e-06
|  | 1004.3835 | 1.6566e-06
|  | 1004.6267 | 1.6566e-06
|  | 1004.87 | 1.6566e-06
|  | 1005.1133 | 1.6566e-06
|  | 1005.3566 | 1.6566e-06
|  | 1005.5998 | 1.6566e-06
|  | 1005.8432 | 1.6566e-06
|  | 1006.0865 | 1.6566e-06
|  | 1006.3298 | 1.6566e-06
|  | 1006.5731 | 1.6566e-06
|  | 1006.8165 | 1.6566e-06
|  | 1007.0598 | 1.6566e-06
|  | 1007.3032 | 1.6566e-06
|  | 1007.5465 | 1.6566e-06
|  | 1007.7899 | 1.6566e-06
|  | 1008.0333 | 1.6566e-06
|  | 1008.2767 | 1.6566e-06
|  | 1008.52 | 1.6566e-06
|  | 1008.7634 | 1.6566e-06
|  | 1009.0068 | 1.6566e-06
|  | 1009.2502 | 1.6566e-06
|  | 1009.4937 | 1.6566e-06
|  | 1009.7371 | 1.6566e-06
|  | 1009.9806 | 1.6566e-06
|  | 1010.224 | 1.6566e-06
|  | 1010.4675 | 1.6566e-06
|  | 1010.7109 | 1.6566e-06
|  | 1010.9544 | 1.6566e-06
|  | 1011.1979 | 1.6566e-06
|  | 1011.4414 | 1.6566e-06
|  | 1011.6849 | 1.6566e-06
|  | 1011.9284 | 1.6566e-06
|  | 1012.1719 | 1.6566e-06
|  | 1012.4154 | 1.6566e-06
|  | 1012.6589 | 1.6566e-06
|  | 1012.9025 | 1.6566e-06
|  | 1013.1461 | 1.6566e-06
|  | 1013.3896 | 1.6566e-06
|  | 1013.6331 | 1.6566e-06
|  | 1013.8767 | 1.6566e-06
|  | 1014.1203 | 1.6566e-06
|  | 1014.3639 | 1.6566e-06
|  | 1014.6075 | 1.6566e-06
|  | 1014.8511 | 1.6566e-06
|  | 1015.0947 | 1.6566e-06
|  | 1015.3383 | 1.6566e-06
|  | 1015.5819 | 1.6566e-06
|  | 1015.8256 | 1.6566e-06
|  | 1016.0692 | 1.6566e-06
|  | 1016.3129 | 1.6566e-06
|  | 1016.5565 | 1.6566e-06
|  | 1016.8002 | 1.6566e-06
|  | 1017.0438 | 1.6566e-06
|  | 1017.2875 | 1.6566e-06
|  | 1017.5312 | 1.6566e-06
|  | 1017.7749 | 1.6566e-06
|  | 1018.0186 | 1.6566e-06
|  | 1018.2623 | 1.6566e-06
|  | 1018.506 | 1.6566e-06
|  | 1018.7498 | 1.6566e-06
|  | 1018.9935 | 1.6566e-06
|  | 1019.2372 | 1.6566e-06
|  | 1019.481 | 1.6566e-06
|  | 1019.7248 | 1.6566e-06
|  | 1019.9686 | 1.6566e-06
|  | 1020.2123 | 1.6566e-06
|  | 1020.4561 | 1.6566e-06
|  | 1020.6999 | 1.6566e-06
|  | 1020.9437 | 1.6566e-06
|  | 1021.1875 | 1.6566e-06
|  | 1021.4313 | 1.6566e-06
|  | 1021.6752 | 1.6566e-06
|  | 1021.919 | 1.6566e-06
|  | 1022.1628 | 1.6566e-06
|  | 1020.9216 | 0
|  | 1021.1651 | 0
|  | 1021.4086 | 0