## Power Density Data
SLS603 & SLS605 Sample Spectrum
|  | Wavelength (nm) | Power Density (a.u.)
|  | 348.066 | 0.644%
|  | 348.28 | 0.196%
|  | 348.495 | 0.36%
|  | 348.709 | 0.411%
Product Raw Data |  | 348.924 | 0.644%
Xenon Arc LLG-Coupled Light Sources |  | 349.138 | 0.455%
|  | 349.353 | 0.396%
Item # | SLS603 & SLS605 | 349.567 | 0.273%
DISCLAIMER: The data presented here are typical. Slight variations in performance data will occur from lot to lot. Please contact Technical Support with any questions regarding the use or reliability of this data. |  | 349.782 | 0.331%
|  | 349.996 | 0.382%
|  | 350.21 | 0.385%
|  | 350.425 | 0.335%
|  | 350.639 | 0.247%
|  | 350.854 | 0.324%
This data may be used in publications. However, please cite Thorlabs as the source. |  | 351.068 | 0.378%
|  | 351.282 | 0.407%
|  | 351.497 | 0.345%
Additional Information: |  | 351.711 | 0.331%
Measured at the output tip of the liquid light guide. |  | 351.925 | 0.349%
|  | 352.14 | 0.495%
|  | 352.354 | 0.465%
|  | 352.568 | 0.556%
|  | 352.783 | 0.491%
|  | 352.997 | 0.491%
|  | 353.211 | 0.455%
|  | 353.426 | 0.415%
|  | 353.64 | 0.524%
|  | 353.854 | 0.0052
|  | 354.068 | 0.68%
|  | 354.283 | 0.673%
|  | 354.497 | 0.615%
|  | 354.711 | 0.575%
|  | 354.925 | 0.64%
|  | 355.14 | 0.745%
|  | 355.354 | 0.673%
|  | 355.568 | 0.68%
|  | 355.782 | 0.745%
|  | 355.996 | 0.756%
|  | 356.211 | 0.687%
|  | 356.425 | 0.625%
|  | 356.639 | 0.731%
|  | 356.853 | 0.749%
|  | 357.067 | 0.807%
|  | 357.281 | 0.782%
|  | 357.495 | 0.00862
|  | 357.71 | 0.815%
|  | 357.924 | 0.756%
|  | 358.138 | 0.745%
|  | 358.352 | 0.775%
|  | 358.566 | 0.811%
|  | 358.78 | 0.767%
|  | 358.994 | 0.869%
|  | 359.208 | 0.855%
|  | 359.422 | 0.8%
|  | 359.636 | 0.753%
|  | 359.85 | 0.8%
|  | 360.064 | 0.931%
|  | 360.278 | 0.822%
|  | 360.492 | 0.822%
|  | 360.706 | 0.745%
|  | 360.92 | 0.782%
|  | 361.134 | 0.771%
|  | 361.348 | 0.771%
|  | 361.562 | 0.796%
|  | 361.776 | 0.804%
|  | 361.99 | 0.858%
|  | 362.204 | 0.898%
|  | 362.418 | 0.938%
|  | 362.632 | 0.985%
|  | 362.846 | 1.011%
|  | 363.06 | 1.051%
|  | 363.273 | 1.047%
|  | 363.487 | 1.022%
|  | 363.701 | 1.029%
|  | 363.915 | 1.044%
|  | 364.129 | 1.124%
|  | 364.343 | 1.095%
|  | 364.557 | 1.065%
|  | 364.77 | 1.044%
|  | 364.984 | 1.105%
|  | 365.198 | 1.215%
|  | 365.412 | 1.287%
|  | 365.626 | 1.342%
|  | 365.839 | 1.305%
|  | 366.053 | 1.313%
|  | 366.267 | 1.313%
|  | 366.481 | 1.371%
|  | 366.694 | 1.407%
|  | 366.908 | 1.462%
|  | 367.122 | 1.545%
|  | 367.336 | 1.6%
|  | 367.549 | 1.636%
|  | 367.763 | 1.753%
|  | 367.977 | 1.814%
|  | 368.19 | 1.92%
|  | 368.404 | 1.902%
|  | 368.618 | 2.004%
|  | 368.831 | 2.102%
|  | 369.045 | 2.142%
|  | 369.259 | 2.196%
|  | 369.472 | 2.236%
|  | 369.686 | 2.327%
|  | 369.899 | 2.389%
|  | 370.113 | 2.378%
|  | 370.327 | 2.465%
|  | 370.54 | 2.556%
|  | 370.754 | 2.72%
|  | 370.967 | 2.774%
|  | 371.181 | 2.782%
|  | 371.394 | 2.865%
|  | 371.608 | 2.938%
|  | 371.822 | 3.062%
|  | 372.035 | 3.087%
|  | 372.249 | 3.182%
|  | 372.462 | 3.247%
|  | 372.676 | 3.324%
|  | 372.889 | 3.36%
|  | 373.103 | 3.407%
|  | 373.316 | 3.451%
|  | 373.529 | 3.494%
|  | 373.743 | 3.604%
|  | 373.956 | 3.578%
|  | 374.17 | 3.567%
|  | 374.383 | 3.556%
|  | 374.597 | 3.64%
|  | 374.81 | 3.669%
|  | 375.023 | 3.647%
|  | 375.237 | 3.745%
|  | 375.45 | 3.942%
|  | 375.663 | 4.167%
|  | 375.877 | 4.294%
|  | 376.09 | 4.513%
|  | 376.304 | 4.622%
|  | 376.517 | 4.822%
|  | 376.73 | 4.938%
|  | 376.944 | 5.214%
|  | 377.157 | 5.331%
|  | 377.37 | 5.538%
|  | 377.583 | 5.582%
|  | 377.797 | 6.051%
|  | 378.01 | 6.138%
|  | 378.223 | 6.374%
|  | 378.436 | 6.291%
|  | 378.65 | 6.672%
|  | 378.863 | 6.934%
|  | 379.076 | 7.436%
|  | 379.289 | 7.898%
|  | 379.503 | 8.363%
|  | 379.716 | 8.483%
|  | 379.929 | 8.338%
|  | 380.142 | 7.727%
|  | 380.355 | 7.389%
|  | 380.568 | 7.283%
|  | 380.782 | 7.651%
|  | 380.995 | 8.076%
|  | 381.208 | 8.534%
|  | 381.421 | 8.731%
|  | 381.634 | 8.931%
|  | 381.847 | 8.876%
|  | 382.06 | 9.185%
|  | 382.273 | 9.301%
|  | 382.486 | 9.694%
|  | 382.699 | 9.749%
|  | 382.913 | 9.8%
|  | 383.126 | 9.894%
|  | 383.339 | 10.21%
|  | 383.552 | 10.61%
|  | 383.765 | 11.08%
|  | 383.978 | 11.2%
|  | 384.191 | 11.46%
|  | 384.404 | 11.33%
|  | 384.617 | 11.75%
|  | 384.83 | 11.9%
|  | 385.043 | 12.47%
|  | 385.256 | 12.65%
|  | 385.468 | 13.05%
|  | 385.681 | 13.41%
|  | 385.894 | 13.89%
|  | 386.107 | 13.79%
|  | 386.32 | 14%
|  | 386.533 | 14%
|  | 386.746 | 14.48%
|  | 386.959 | 14.65%
|  | 387.172 | 15.24%
|  | 387.385 | 15.55%
|  | 387.597 | 15.67%
|  | 387.81 | 15.73%
|  | 388.023 | 16.12%
|  | 388.236 | 16.37%
|  | 388.449 | 16.69%
|  | 388.662 | 16.7%
|  | 388.874 | 17.07%
|  | 389.087 | 17.44%
|  | 389.3 | 17.99%
|  | 389.513 | 18.27%
|  | 389.725 | 18.97%
|  | 389.938 | 19.05%
|  | 390.151 | 19.7%
|  | 390.364 | 19.63%
|  | 390.576 | 19.95%
|  | 390.789 | 19.85%
|  | 391.002 | 20.22%
|  | 391.215 | 20.48%
|  | 391.427 | 21.14%
|  | 391.64 | 21.34%
|  | 391.853 | 21.85%
|  | 392.065 | 22.08%
|  | 392.278 | 22.18%
|  | 392.491 | 21.83%
|  | 392.703 | 21.87%
|  | 392.916 | 22.14%
|  | 393.128 | 22.47%
|  | 393.341 | 22.77%
|  | 393.554 | 22.98%
|  | 393.766 | 23.57%
|  | 393.979 | 24.12%
|  | 394.191 | 24.45%
|  | 394.404 | 24.44%
|  | 394.616 | 24.27%
|  | 394.829 | 25.17%
|  | 395.041 | 25.75%
|  | 395.254 | 26.6%
|  | 395.466 | 26.82%
|  | 395.679 | 27.03%
|  | 395.891 | 27.32%
|  | 396.104 | 27.34%
|  | 396.316 | 27.54%
|  | 396.529 | 27.67%
|  | 396.741 | 28.19%
|  | 396.954 | 28.83%
|  | 397.166 | 28.55%
|  | 397.379 | 28.39%
|  | 397.591 | 28.08%
|  | 397.803 | 28.32%
|  | 398.016 | 28.21%
|  | 398.228 | 28.23%
|  | 398.441 | 28.25%
|  | 398.653 | 28.93%
|  | 398.865 | 28.77%
|  | 399.078 | 29.35%
|  | 399.29 | 29.17%
|  | 399.502 | 29.67%
|  | 399.715 | 29.1%
|  | 399.927 | 29.5%
|  | 400.139 | 29.23%
|  | 400.352 | 29.82%
|  | 400.564 | 30.11%
|  | 400.776 | 30.47%
|  | 400.988 | 30.68%
|  | 401.201 | 30.51%
|  | 401.413 | 30.7%
|  | 401.625 | 30.59%
|  | 401.837 | 31.08%
|  | 402.05 | 31.12%
|  | 402.262 | 31.12%
|  | 402.474 | 31.19%
|  | 402.686 | 31.38%
|  | 402.898 | 31.91%
|  | 403.111 | 31.9%
|  | 403.323 | 32.41%
|  | 403.535 | 32.42%
|  | 403.747 | 32.72%
|  | 403.959 | 32.99%
|  | 404.171 | 33.53%
|  | 404.383 | 33.35%
|  | 404.595 | 33.5%
|  | 404.808 | 33.29%
|  | 405.02 | 33.72%
|  | 405.232 | 33.79%
|  | 405.444 | 34.29%
|  | 405.656 | 34.52%
|  | 405.868 | 34.78%
|  | 406.08 | 34.95%
|  | 406.292 | 35.29%
|  | 406.504 | 35.35%
|  | 406.716 | 35.81%
|  | 406.928 | 35.72%
|  | 407.14 | 35.97%
|  | 407.352 | 35.85%
|  | 407.564 | 36.13%
|  | 407.776 | 36.17%
|  | 407.988 | 36.22%
|  | 408.2 | 36.41%
|  | 408.412 | 37.06%
|  | 408.624 | 37.36%
|  | 408.835 | 38%
|  | 409.047 | 37.86%
|  | 409.259 | 37.94%
|  | 409.471 | 37.73%
|  | 409.683 | 38.01%
|  | 409.895 | 38.45%
|  | 410.107 | 39.07%
|  | 410.319 | 38.94%
|  | 410.53 | 38.84%
|  | 410.742 | 38.72%
|  | 410.954 | 39.21%
|  | 411.166 | 39.47%
|  | 411.378 | 39.98%
|  | 411.589 | 40.4%
|  | 411.801 | 40.61%
|  | 412.013 | 40.25%
|  | 412.225 | 40.42%
|  | 412.436 | 40.4%
|  | 412.648 | 40.92%
|  | 412.86 | 41.17%
|  | 413.072 | 41.58%
|  | 413.283 | 41.85%
|  | 413.495 | 41.61%
|  | 413.707 | 41.43%
|  | 413.918 | 41.1%
|  | 414.13 | 41.31%
|  | 414.342 | 41.73%
|  | 414.553 | 41.72%
|  | 414.765 | 42.02%
|  | 414.977 | 42.19%
|  | 415.188 | 42.62%
|  | 415.4 | 42.65%
|  | 415.611 | 42.5%
|  | 415.823 | 42.3%
|  | 416.035 | 42.6%
|  | 416.246 | 42.91%
|  | 416.458 | 43.83%
|  | 416.669 | 43.77%
|  | 416.881 | 43.62%
|  | 417.092 | 43.35%
|  | 417.304 | 43.35%
|  | 417.515 | 43.78%
|  | 417.727 | 44.06%
|  | 417.938 | 44.35%
|  | 418.15 | 44.46%
|  | 418.361 | 44.33%
|  | 418.573 | 45.01%
|  | 418.784 | 45.36%
|  | 418.996 | 46.02%
|  | 419.207 | 46%
|  | 419.419 | 46.41%
|  | 419.63 | 46.41%
|  | 419.841 | 46.86%
|  | 420.053 | 46.94%
|  | 420.264 | 47.62%
|  | 420.475 | 47.51%
|  | 420.687 | 47.47%
|  | 420.898 | 47.65%
|  | 421.11 | 47.49%
|  | 421.321 | 47.67%
|  | 421.532 | 47.21%
|  | 421.744 | 47.2%
|  | 421.955 | 47.12%
|  | 422.166 | 47.02%
|  | 422.377 | 47.65%
|  | 422.589 | 47.62%
|  | 422.8 | 47.86%
|  | 423.011 | 47.28%
|  | 423.222 | 47.41%
|  | 423.434 | 47.17%
|  | 423.645 | 47.68%
|  | 423.856 | 47.33%
|  | 424.067 | 47.38%
|  | 424.279 | 47.36%
|  | 424.49 | 48.14%
|  | 424.701 | 48.2%
|  | 424.912 | 48.09%
|  | 425.123 | 48.09%
|  | 425.334 | 48.51%
|  | 425.545 | 48.58%
|  | 425.757 | 49.16%
|  | 425.968 | 49.1%
|  | 426.179 | 49.35%
|  | 426.39 | 48.61%
|  | 426.601 | 49.09%
|  | 426.812 | 49.46%
|  | 427.023 | 49.82%
|  | 427.234 | 49.88%
|  | 427.445 | 49.86%
|  | 427.656 | 50.05%
|  | 427.867 | 50.16%
|  | 428.078 | 50.12%
|  | 428.289 | 50.13%
|  | 428.5 | 50.23%
|  | 428.711 | 50.53%
|  | 428.922 | 50.57%
|  | 429.133 | 50.8%
|  | 429.344 | 50.83%
|  | 429.555 | 51.16%
|  | 429.766 | 51.43%
|  | 429.977 | 51.8%
|  | 430.188 | 51.57%
|  | 430.399 | 51.77%
|  | 430.61 | 51.54%
|  | 430.821 | 51.83%
|  | 431.031 | 51.94%
|  | 431.242 | 52.14%
|  | 431.453 | 52.27%
|  | 431.664 | 52.35%
|  | 431.875 | 52.79%
|  | 432.086 | 52.48%
|  | 432.297 | 52.87%
|  | 432.507 | 53.26%
|  | 432.718 | 53.71%
|  | 432.929 | 53.58%
|  | 433.14 | 53.5%
|  | 433.35 | 53.7%
|  | 433.561 | 53.31%
|  | 433.772 | 53.67%
|  | 433.983 | 53.75%
|  | 434.193 | 54.57%
|  | 434.404 | 54.37%
|  | 434.615 | 54.71%
|  | 434.826 | 54.54%
|  | 435.036 | 54.68%
|  | 435.247 | 55.08%
|  | 435.458 | 55.15%
|  | 435.668 | 55.64%
|  | 435.879 | 55.53%
|  | 436.09 | 55.77%
|  | 436.3 | 55.93%
|  | 436.511 | 56.06%
|  | 436.721 | 56.67%
|  | 436.932 | 57.28%
|  | 437.143 | 57.41%
|  | 437.353 | 57.52%
|  | 437.564 | 57%
|  | 437.774 | 57.56%
|  | 437.985 | 57.85%
|  | 438.195 | 58.67%
|  | 438.406 | 58.67%
|  | 438.616 | 58.57%
|  | 438.827 | 58.79%
|  | 439.037 | 59.26%
|  | 439.248 | 59.66%
|  | 439.458 | 60.27%
|  | 439.669 | 59.93%
|  | 439.879 | 60.18%
|  | 440.09 | 58.99%
|  | 440.3 | 58.78%
|  | 440.51 | 58.32%
|  | 440.721 | 59.07%
|  | 440.931 | 59.68%
|  | 441.142 | 59.56%
|  | 441.352 | 59.18%
|  | 441.562 | 59.31%
|  | 441.773 | 59.47%
|  | 441.983 | 60.03%
|  | 442.193 | 60.32%
|  | 442.404 | 60.62%
|  | 442.614 | 60.16%
|  | 442.824 | 60.36%
|  | 443.035 | 60.08%
|  | 443.245 | 60.14%
|  | 443.455 | 60%
|  | 443.666 | 60.38%
|  | 443.876 | 61.01%
|  | 444.086 | 61.09%
|  | 444.296 | 61.39%
|  | 444.507 | 61.32%
|  | 444.717 | 60.92%
|  | 444.927 | 60.71%
|  | 445.137 | 60.96%
|  | 445.347 | 61.5%
|  | 445.558 | 61.51%
|  | 445.768 | 61.23%
|  | 445.978 | 61.24%
|  | 446.188 | 61.6%
|  | 446.398 | 61.35%
|  | 446.608 | 62%
|  | 446.818 | 61.83%
|  | 447.028 | 62.97%
|  | 447.239 | 63%
|  | 447.449 | 63.54%
|  | 447.659 | 62.78%
|  | 447.869 | 62.81%
|  | 448.079 | 63.15%
|  | 448.289 | 64.33%
|  | 448.499 | 64.89%
|  | 448.709 | 65.76%
|  | 448.919 | 66.07%
|  | 449.129 | 67.14%
|  | 449.339 | 67.24%
|  | 449.549 | 68.34%
|  | 449.759 | 69.55%
|  | 449.969 | 71.08%
|  | 450.179 | 71.93%
|  | 450.389 | 72.64%
|  | 450.599 | 73.8%
|  | 450.809 | 75.03%
|  | 451.018 | 75.06%
|  | 451.228 | 75.2%
|  | 451.438 | 74.13%
|  | 451.648 | 73.36%
|  | 451.858 | 72.23%
|  | 452.068 | 71.47%
|  | 452.278 | 71.2%
|  | 452.487 | 71.31%
|  | 452.697 | 71.39%
|  | 452.907 | 71.57%
|  | 453.117 | 70.74%
|  | 453.327 | 70.83%
|  | 453.536 | 69.91%
|  | 453.746 | 69.66%
|  | 453.956 | 69.13%
|  | 454.166 | 68.5%
|  | 454.376 | 68.68%
|  | 454.585 | 68.79%
|  | 454.795 | 68.7%
|  | 455.005 | 68.63%
|  | 455.214 | 68.33%
|  | 455.424 | 68.07%
|  | 455.634 | 68.04%
|  | 455.843 | 68.72%
|  | 456.053 | 69.52%
|  | 456.263 | 69.84%
|  | 456.472 | 70.36%
|  | 456.682 | 71.05%
|  | 456.892 | 71.2%
|  | 457.101 | 71.61%
|  | 457.311 | 72.12%
|  | 457.52 | 72.06%
|  | 457.73 | 72.45%
|  | 457.939 | 72.92%
|  | 458.149 | 73.07%
|  | 458.359 | 72.91%
|  | 458.568 | 73.08%
|  | 458.778 | 74.69%
|  | 458.987 | 75.23%
|  | 459.197 | 75.48%
|  | 459.406 | 74.89%
|  | 459.616 | 75.37%
|  | 459.825 | 74.75%
|  | 460.034 | 74.84%
|  | 460.244 | 74.41%
|  | 460.453 | 74.75%
|  | 460.663 | 75.8%
|  | 460.872 | 76.48%
|  | 461.082 | 77.41%
|  | 461.291 | 77.24%
|  | 461.5 | 77.46%
|  | 461.71 | 78.08%
|  | 461.919 | 78.04%
|  | 462.128 | 78.88%
|  | 462.338 | 78.83%
|  | 462.547 | 80.22%
|  | 462.756 | 81.15%
|  | 462.966 | 81.39%
|  | 463.175 | 81.71%
|  | 463.384 | 81.89%
|  | 463.594 | 82.59%
|  | 463.803 | 83.22%
|  | 464.012 | 84.03%
|  | 464.221 | 84.5%
|  | 464.431 | 83.8%
|  | 464.64 | 84.05%
|  | 464.849 | 84.01%
|  | 465.058 | 84.75%
|  | 465.267 | 84.78%
|  | 465.477 | 85.38%
|  | 465.686 | 84.61%
|  | 465.895 | 85.02%
|  | 466.104 | 85.18%
|  | 466.313 | 85.86%
|  | 466.522 | 87.08%
|  | 466.731 | 88.06%
|  | 466.941 | 90.03%
|  | 467.15 | 90.54%
|  | 467.359 | 92.17%
|  | 467.568 | 93.05%
|  | 467.777 | 93.03%
|  | 467.986 | 95.06%
|  | 468.195 | 96.44%
|  | 468.404 | 98.3%
|  | 468.613 | 98.51%
|  | 468.822 | 100%
|  | 469.031 | 99.98%
|  | 469.24 | 98.63%
|  | 469.449 | 97.38%
|  | 469.658 | 97.34%
|  | 469.867 | 96.64%
|  | 470.076 | 96.06%
|  | 470.285 | 95.23%
|  | 470.494 | 94.42%
|  | 470.703 | 94.42%
|  | 470.912 | 94.17%
|  | 471.12 | 93.64%
|  | 471.329 | 91.99%
|  | 471.538 | 91.13%
|  | 471.747 | 90.95%
|  | 471.956 | 90.84%
|  | 472.165 | 90.75%
|  | 472.374 | 90.49%
|  | 472.582 | 90.22%
|  | 472.791 | 90.5%
|  | 473 | 91.09%
|  | 473.209 | 92.2%
|  | 473.417 | 92.98%
|  | 473.626 | 93.64%
|  | 473.835 | 93.94%
|  | 474.044 | 94.03%
|  | 474.252 | 92.95%
|  | 474.461 | 91.99%
|  | 474.67 | 90.56%
|  | 474.879 | 88.84%
|  | 475.087 | 87.07%
|  | 475.296 | 85.43%
|  | 475.505 | 84.21%
|  | 475.713 | 82.83%
|  | 475.922 | 81.65%
|  | 476.131 | 80.73%
|  | 476.339 | 79.79%
|  | 476.548 | 79.3%
|  | 476.756 | 78.94%
|  | 476.965 | 78.97%
|  | 477.174 | 78.67%
|  | 477.382 | 78.55%
|  | 477.591 | 78.23%
|  | 477.799 | 77.76%
|  | 478.008 | 77.52%
|  | 478.216 | 77.27%
|  | 478.425 | 77.53%
|  | 478.633 | 77.69%
|  | 478.842 | 78.16%
|  | 479.05 | 78.38%
|  | 479.259 | 78.5%
|  | 479.467 | 78.4%
|  | 479.676 | 78.87%
|  | 479.884 | 78.99%
|  | 480.092 | 79.74%
|  | 480.301 | 80.57%
|  | 480.509 | 81.11%
|  | 480.718 | 81.75%
|  | 480.926 | 82.16%
|  | 481.134 | 82.96%
|  | 481.343 | 83.6%
|  | 481.551 | 84.36%
|  | 481.759 | 85.04%
|  | 481.968 | 85.31%
|  | 482.176 | 85.62%
|  | 482.384 | 85.86%
|  | 482.593 | 85.71%
|  | 482.801 | 85.62%
|  | 483.009 | 85.47%
|  | 483.218 | 85.22%
|  | 483.426 | 85.24%
|  | 483.634 | 84.8%
|  | 483.842 | 84.94%
|  | 484.05 | 84.19%
|  | 484.259 | 84.04%
|  | 484.467 | 83.36%
|  | 484.675 | 82.97%
|  | 484.883 | 82.52%
|  | 485.091 | 82.09%
|  | 485.3 | 81.57%
|  | 485.508 | 81.07%
|  | 485.716 | 80.41%
|  | 485.924 | 80.02%
|  | 486.132 | 79.66%
|  | 486.34 | 79.3%
|  | 486.548 | 78.63%
|  | 486.756 | 78.36%
|  | 486.964 | 78.32%
|  | 487.172 | 78.05%
|  | 487.38 | 77.74%
|  | 487.588 | 77.56%
|  | 487.796 | 77.51%
|  | 488.004 | 77.41%
|  | 488.212 | 77.33%
|  | 488.42 | 77.64%
|  | 488.628 | 77.26%
|  | 488.836 | 77.22%
|  | 489.044 | 77.07%
|  | 489.252 | 77.51%
|  | 489.46 | 77.52%
|  | 489.668 | 77.96%
|  | 489.876 | 78.05%
|  | 490.084 | 78.28%
|  | 490.292 | 78.23%
|  | 490.5 | 78.61%
|  | 490.708 | 79%
|  | 490.915 | 79.33%
|  | 491.123 | 79.74%
|  | 491.331 | 80.19%
|  | 491.539 | 80.84%
|  | 491.747 | 81.43%
|  | 491.954 | 81.81%
|  | 492.162 | 82.64%
|  | 492.37 | 83.1%
|  | 492.578 | 84%
|  | 492.786 | 84.23%
|  | 492.993 | 84.71%
|  | 493.201 | 84.51%
|  | 493.409 | 84.22%
|  | 493.616 | 84.07%
|  | 493.824 | 83.69%
|  | 494.032 | 83.41%
|  | 494.239 | 82.98%
|  | 494.447 | 82.34%
|  | 494.655 | 81.71%
|  | 494.862 | 81.1%
|  | 495.07 | 80.78%
|  | 495.278 | 80.23%
|  | 495.485 | 79.78%
|  | 495.693 | 79.4%
|  | 495.9 | 78.83%
|  | 496.108 | 78.55%
|  | 496.316 | 78.08%
|  | 496.523 | 77.62%
|  | 496.731 | 77.45%
|  | 496.938 | 77.2%
|  | 497.146 | 77.16%
|  | 497.353 | 76.65%
|  | 497.561 | 76.6%
|  | 497.768 | 76.55%
|  | 497.976 | 76.23%
|  | 498.183 | 76.23%
|  | 498.391 | 76.09%
|  | 498.598 | 75.84%
|  | 498.805 | 75.79%
|  | 499.013 | 75.49%
|  | 499.22 | 75.78%
|  | 499.428 | 75.43%
|  | 499.635 | 75.5%
|  | 499.842 | 75.31%
|  | 500.05 | 75.27%
|  | 500.257 | 75.33%
|  | 500.464 | 75.44%
|  | 500.672 | 75.36%
|  | 500.879 | 75.37%
|  | 501.086 | 75.38%
|  | 501.294 | 75.11%
|  | 501.501 | 75.07%
|  | 501.708 | 75.12%
|  | 501.915 | 75.24%
|  | 502.123 | 75.28%
|  | 502.33 | 75.24%
|  | 502.537 | 75.37%
|  | 502.744 | 75.22%
|  | 502.952 | 75.27%
|  | 503.159 | 75.35%
|  | 503.366 | 75.3%
|  | 503.573 | 75.67%
|  | 503.78 | 75.65%
|  | 503.987 | 75.59%
|  | 504.195 | 75.5%
|  | 504.402 | 75.67%
|  | 504.609 | 75.75%
|  | 504.816 | 75.66%
|  | 505.023 | 75.71%
|  | 505.23 | 75.83%
|  | 505.437 | 75.69%
|  | 505.644 | 75.53%
|  | 505.851 | 75.46%
|  | 506.058 | 75.42%
|  | 506.265 | 75.38%
|  | 506.472 | 75.26%
|  | 506.679 | 75.34%
|  | 506.886 | 75.33%
|  | 507.093 | 75.3%
|  | 507.3 | 75.37%
|  | 507.507 | 75.53%
|  | 507.714 | 75.5%
|  | 507.921 | 75.37%
|  | 508.128 | 75.26%
|  | 508.335 | 75.28%
|  | 508.542 | 75.29%
|  | 508.749 | 75.52%
|  | 508.955 | 75.52%
|  | 509.162 | 75.52%
|  | 509.369 | 75.34%
|  | 509.576 | 75.54%
|  | 509.783 | 75.41%
|  | 509.99 | 75.41%
|  | 510.196 | 75.37%
|  | 510.403 | 75.52%
|  | 510.61 | 75.44%
|  | 510.817 | 75.55%
|  | 511.023 | 75.69%
|  | 511.23 | 75.76%
|  | 511.437 | 75.68%
|  | 511.644 | 75.66%
|  | 511.85 | 75.67%
|  | 512.057 | 75.86%
|  | 512.264 | 75.96%
|  | 512.47 | 76.07%
|  | 512.677 | 76.02%
|  | 512.884 | 76.27%
|  | 513.09 | 76.12%
|  | 513.297 | 76.21%
|  | 513.504 | 76.08%
|  | 513.71 | 76.35%
|  | 513.917 | 76.4%
|  | 514.123 | 76.56%
|  | 514.33 | 76.61%
|  | 514.537 | 76.4%
|  | 514.743 | 76.45%
|  | 514.95 | 76.41%
|  | 515.156 | 76.6%
|  | 515.363 | 76.44%
|  | 515.569 | 76.58%
|  | 515.776 | 76.45%
|  | 515.982 | 76.53%
|  | 516.189 | 76.5%
|  | 516.395 | 76.51%
|  | 516.601 | 76.54%
|  | 516.808 | 76.53%
|  | 517.014 | 76.5%
|  | 517.221 | 76.59%
|  | 517.427 | 76.77%
|  | 517.634 | 76.83%
|  | 517.84 | 76.72%
|  | 518.046 | 76.67%
|  | 518.253 | 76.72%
|  | 518.459 | 76.6%
|  | 518.665 | 76.67%
|  | 518.872 | 76.73%
|  | 519.078 | 76.95%
|  | 519.284 | 76.98%
|  | 519.49 | 76.93%
|  | 519.697 | 76.85%
|  | 519.903 | 76.89%
|  | 520.109 | 76.94%
|  | 520.315 | 76.92%
|  | 520.522 | 76.96%
|  | 520.728 | 76.87%
|  | 520.934 | 77.07%
|  | 521.14 | 77.21%
|  | 521.346 | 77.29%
|  | 521.553 | 77.27%
|  | 521.759 | 77.15%
|  | 521.965 | 77.15%
|  | 522.171 | 77.05%
|  | 522.377 | 77.19%
|  | 522.583 | 77.09%
|  | 522.789 | 77%
|  | 522.995 | 77.22%
|  | 523.202 | 77.36%
|  | 523.408 | 77.38%
|  | 523.614 | 77.35%
|  | 523.82 | 77.06%
|  | 524.026 | 77.21%
|  | 524.232 | 77.11%
|  | 524.438 | 77.38%
|  | 524.644 | 77.26%
|  | 524.85 | 77.35%
|  | 525.056 | 77.49%
|  | 525.262 | 77.43%
|  | 525.468 | 77.45%
|  | 525.673 | 77.62%
|  | 525.879 | 77.46%
|  | 526.085 | 77.34%
|  | 526.291 | 77.3%
|  | 526.497 | 77.44%
|  | 526.703 | 77.55%
|  | 526.909 | 77.62%
|  | 527.115 | 77.67%
|  | 527.32 | 77.47%
|  | 527.526 | 77.49%
|  | 527.732 | 77.72%
|  | 527.938 | 77.67%
|  | 528.144 | 77.63%
|  | 528.349 | 77.46%
|  | 528.555 | 77.68%
|  | 528.761 | 77.48%
|  | 528.967 | 77.81%
|  | 529.172 | 77.77%
|  | 529.378 | 77.7%
|  | 529.584 | 77.7%
|  | 529.79 | 77.73%
|  | 529.995 | 77.79%
|  | 530.201 | 77.65%
|  | 530.407 | 77.69%
|  | 530.612 | 77.79%
|  | 530.818 | 77.6%
|  | 531.023 | 77.77%
|  | 531.229 | 77.69%
|  | 531.435 | 77.69%
|  | 531.64 | 77.58%
|  | 531.846 | 77.67%
|  | 532.051 | 77.67%
|  | 532.257 | 77.6%
|  | 532.462 | 77.72%
|  | 532.668 | 77.73%
|  | 532.874 | 77.64%
|  | 533.079 | 77.76%
|  | 533.285 | 77.68%
|  | 533.49 | 77.91%
|  | 533.695 | 77.79%
|  | 533.901 | 77.98%
|  | 534.106 | 77.93%
|  | 534.312 | 77.89%
|  | 534.517 | 77.87%
|  | 534.723 | 77.95%
|  | 534.928 | 77.88%
|  | 535.133 | 78%
|  | 535.339 | 77.79%
|  | 535.544 | 77.96%
|  | 535.749 | 77.84%
|  | 535.955 | 77.8%
|  | 536.16 | 77.92%
|  | 536.365 | 77.97%
|  | 536.571 | 78.03%
|  | 536.776 | 77.97%
|  | 536.981 | 77.87%
|  | 537.187 | 78.02%
|  | 537.392 | 77.85%
|  | 537.597 | 78%
|  | 537.802 | 77.73%
|  | 538.008 | 77.99%
|  | 538.213 | 77.91%
|  | 538.418 | 78.09%
|  | 538.623 | 78.08%
|  | 538.828 | 77.95%
|  | 539.033 | 77.84%
|  | 539.239 | 77.79%
|  | 539.444 | 77.96%
|  | 539.649 | 77.98%
|  | 539.854 | 78.01%
|  | 540.059 | 78.07%
|  | 540.264 | 77.96%
|  | 540.469 | 78.06%
|  | 540.674 | 78.11%
|  | 540.879 | 78.21%
|  | 541.084 | 78.16%
|  | 541.289 | 78.36%
|  | 541.494 | 78.32%
|  | 541.699 | 78.42%
|  | 541.904 | 78.24%
|  | 542.109 | 78.45%
|  | 542.314 | 78.41%
|  | 542.519 | 78.67%
|  | 542.724 | 78.65%
|  | 542.929 | 78.64%
|  | 543.134 | 78.69%
|  | 543.339 | 78.51%
|  | 543.544 | 78.63%
|  | 543.749 | 78.62%
|  | 543.954 | 78.71%
|  | 544.158 | 78.78%
|  | 544.363 | 78.68%
|  | 544.568 | 78.83%
|  | 544.773 | 78.65%
|  | 544.978 | 78.94%
|  | 545.183 | 78.79%
|  | 545.387 | 78.82%
|  | 545.592 | 78.76%
|  | 545.797 | 78.84%
|  | 546.002 | 78.97%
|  | 546.206 | 78.99%
|  | 546.411 | 78.87%
|  | 546.616 | 78.83%
|  | 546.82 | 78.8%
|  | 547.025 | 78.97%
|  | 547.23 | 78.88%
|  | 547.434 | 78.96%
|  | 547.639 | 78.95%
|  | 547.844 | 78.96%
|  | 548.048 | 78.88%
|  | 548.253 | 79.01%
|  | 548.458 | 78.87%
|  | 548.662 | 79.01%
|  | 548.867 | 78.97%
|  | 549.071 | 79%
|  | 549.276 | 79.05%
|  | 549.48 | 78.97%
|  | 549.685 | 79.03%
|  | 549.889 | 78.81%
|  | 550.094 | 78.94%
|  | 550.298 | 78.98%
|  | 550.503 | 78.92%
|  | 550.707 | 78.96%
|  | 550.912 | 79.08%
|  | 551.116 | 79.29%
|  | 551.321 | 79.18%
|  | 551.525 | 79.27%
|  | 551.73 | 79.09%
|  | 551.934 | 79.19%
|  | 552.138 | 79.2%
|  | 552.343 | 79.24%
|  | 552.547 | 79.1%
|  | 552.751 | 79.25%
|  | 552.956 | 79.3%
|  | 553.16 | 79.5%
|  | 553.364 | 79.3%
|  | 553.569 | 79.4%
|  | 553.773 | 79.48%
|  | 553.977 | 79.59%
|  | 554.181 | 79.64%
|  | 554.386 | 79.48%
|  | 554.59 | 79.38%
|  | 554.794 | 79.35%
|  | 554.998 | 79.36%
|  | 555.203 | 79.61%
|  | 555.407 | 79.68%
|  | 555.611 | 79.6%
|  | 555.815 | 79.48%
|  | 556.019 | 79.47%
|  | 556.223 | 79.53%
|  | 556.427 | 79.57%
|  | 556.632 | 79.54%
|  | 556.836 | 79.52%
|  | 557.04 | 79.52%
|  | 557.244 | 79.56%
|  | 557.448 | 79.39%
|  | 557.652 | 79.6%
|  | 557.856 | 79.27%
|  | 558.06 | 79.59%
|  | 558.264 | 79.2%
|  | 558.468 | 79.51%
|  | 558.672 | 79.53%
|  | 558.876 | 79.71%
|  | 559.08 | 79.62%
|  | 559.284 | 79.59%
|  | 559.488 | 79.55%
|  | 559.692 | 79.5%
|  | 559.896 | 79.26%
|  | 560.1 | 79.45%
|  | 560.303 | 79.51%
|  | 560.507 | 79.56%
|  | 560.711 | 79.6%
|  | 560.915 | 79.63%
|  | 561.119 | 79.56%
|  | 561.323 | 79.47%
|  | 561.527 | 79.54%
|  | 561.73 | 79.74%
|  | 561.934 | 79.63%
|  | 562.138 | 79.56%
|  | 562.342 | 79.53%
|  | 562.545 | 79.76%
|  | 562.749 | 79.73%
|  | 562.953 | 79.58%
|  | 563.157 | 79.58%
|  | 563.36 | 79.56%
|  | 563.564 | 79.55%
|  | 563.768 | 79.44%
|  | 563.971 | 79.46%
|  | 564.175 | 79.52%
|  | 564.379 | 79.47%
|  | 564.582 | 79.63%
|  | 564.786 | 79.66%
|  | 564.989 | 79.7%
|  | 565.193 | 79.49%
|  | 565.397 | 79.41%
|  | 565.6 | 79.31%
|  | 565.804 | 79.48%
|  | 566.007 | 79.62%
|  | 566.211 | 79.58%
|  | 566.414 | 79.62%
|  | 566.618 | 79.45%
|  | 566.821 | 79.58%
|  | 567.025 | 79.66%
|  | 567.228 | 79.57%
|  | 567.432 | 79.86%
|  | 567.635 | 79.22%
|  | 567.839 | 79.61%
|  | 568.042 | 79.37%
|  | 568.245 | 79.64%
|  | 568.449 | 79.78%
|  | 568.652 | 79.72%
|  | 568.855 | 79.84%
|  | 569.059 | 79.64%
|  | 569.262 | 79.6%
|  | 569.466 | 79.67%
|  | 569.669 | 79.66%
|  | 569.872 | 80.05%
|  | 570.075 | 79.96%
|  | 570.279 | 79.95%
|  | 570.482 | 79.73%
|  | 570.685 | 79.71%
|  | 570.888 | 79.69%
|  | 571.092 | 79.9%
|  | 571.295 | 79.96%
|  | 571.498 | 79.98%
|  | 571.701 | 79.97%
|  | 571.904 | 79.79%
|  | 572.108 | 79.55%
|  | 572.311 | 79.56%
|  | 572.514 | 79.63%
|  | 572.717 | 79.95%
|  | 572.92 | 79.92%
|  | 573.123 | 79.94%
|  | 573.326 | 79.68%
|  | 573.529 | 79.64%
|  | 573.732 | 79.84%
|  | 573.935 | 79.76%
|  | 574.139 | 79.88%
|  | 574.342 | 79.75%
|  | 574.545 | 79.77%
|  | 574.748 | 79.66%
|  | 574.951 | 79.69%
|  | 575.154 | 79.75%
|  | 575.356 | 79.84%
|  | 575.559 | 79.83%
|  | 575.762 | 79.91%
|  | 575.965 | 79.86%
|  | 576.168 | 79.85%
|  | 576.371 | 79.83%
|  | 576.574 | 79.89%
|  | 576.777 | 79.89%
|  | 576.98 | 79.83%
|  | 577.183 | 79.83%
|  | 577.385 | 79.8%
|  | 577.588 | 79.85%
|  | 577.791 | 79.81%
|  | 577.994 | 79.91%
|  | 578.197 | 79.81%
|  | 578.399 | 79.82%
|  | 578.602 | 79.74%
|  | 578.805 | 79.89%
|  | 579.008 | 79.65%
|  | 579.21 | 79.89%
|  | 579.413 | 79.64%
|  | 579.616 | 80.04%
|  | 579.818 | 79.7%
|  | 580.021 | 79.87%
|  | 580.224 | 79.62%
|  | 580.426 | 79.74%
|  | 580.629 | 79.82%
|  | 580.832 | 79.93%
|  | 581.034 | 79.84%
|  | 581.237 | 79.82%
|  | 581.439 | 79.8%
|  | 581.642 | 79.88%
|  | 581.844 | 79.71%
|  | 582.047 | 79.78%
|  | 582.25 | 79.53%
|  | 582.452 | 79.64%
|  | 582.655 | 79.48%
|  | 582.857 | 79.8%
|  | 583.06 | 79.64%
|  | 583.262 | 79.92%
|  | 583.464 | 79.55%
|  | 583.667 | 79.77%
|  | 583.869 | 79.62%
|  | 584.072 | 79.79%
|  | 584.274 | 79.54%
|  | 584.476 | 79.66%
|  | 584.679 | 79.7%
|  | 584.881 | 79.7%
|  | 585.084 | 79.6%
|  | 585.286 | 79.53%
|  | 585.488 | 79.61%
|  | 585.691 | 79.64%
|  | 585.893 | 79.44%
|  | 586.095 | 79.59%
|  | 586.297 | 79.5%
|  | 586.5 | 79.64%
|  | 586.702 | 79.62%
|  | 586.904 | 79.6%
|  | 587.106 | 79.59%
|  | 587.309 | 79.36%
|  | 587.511 | 79.36%
|  | 587.713 | 79.48%
|  | 587.915 | 79.41%
|  | 588.117 | 79.41%
|  | 588.319 | 79.39%
|  | 588.521 | 79.35%
|  | 588.724 | 79.39%
|  | 588.926 | 79.14%
|  | 589.128 | 79.22%
|  | 589.33 | 79.31%
|  | 589.532 | 79.3%
|  | 589.734 | 79.35%
|  | 589.936 | 79.08%
|  | 590.138 | 79.03%
|  | 590.34 | 79.02%
|  | 590.542 | 79.18%
|  | 590.744 | 79.02%
|  | 590.946 | 79.09%
|  | 591.148 | 79%
|  | 591.35 | 79.08%
|  | 591.552 | 78.81%
|  | 591.754 | 78.88%
|  | 591.956 | 78.99%
|  | 592.158 | 78.9%
|  | 592.359 | 78.81%
|  | 592.561 | 78.65%
|  | 592.763 | 78.7%
|  | 592.965 | 78.66%
|  | 593.167 | 78.5%
|  | 593.369 | 78.41%
|  | 593.57 | 78.44%
|  | 593.772 | 78.41%
|  | 593.974 | 78.49%
|  | 594.176 | 78.44%
|  | 594.378 | 78.47%
|  | 594.579 | 78.32%
|  | 594.781 | 78.24%
|  | 594.983 | 78.21%
|  | 595.184 | 77.99%
|  | 595.386 | 78.05%
|  | 595.588 | 77.93%
|  | 595.789 | 78.23%
|  | 595.991 | 78.04%
|  | 596.193 | 78.08%
|  | 596.394 | 77.8%
|  | 596.596 | 77.83%
|  | 596.798 | 77.72%
|  | 596.999 | 77.78%
|  | 597.201 | 77.64%
|  | 597.402 | 77.66%
|  | 597.604 | 77.59%
|  | 597.805 | 77.51%
|  | 598.007 | 77.48%
|  | 598.208 | 77.33%
|  | 598.41 | 77.33%
|  | 598.611 | 77.34%
|  | 598.813 | 77.28%
|  | 599.014 | 77.28%
|  | 599.216 | 77.13%
|  | 599.417 | 77.11%
|  | 599.618 | 77.18%
|  | 599.82 | 77.06%
|  | 600.021 | 76.98%
|  | 600.223 | 76.88%
|  | 600.424 | 76.88%
|  | 600.625 | 76.98%
|  | 600.827 | 76.87%
|  | 601.028 | 76.83%
|  | 601.229 | 76.69%
|  | 601.431 | 76.71%
|  | 601.632 | 76.52%
|  | 601.833 | 76.67%
|  | 602.034 | 76.56%
|  | 602.236 | 76.53%
|  | 602.437 | 76.54%
|  | 602.638 | 76.53%
|  | 602.839 | 76.65%
|  | 603.04 | 76.53%
|  | 603.242 | 76.4%
|  | 603.443 | 76.39%
|  | 603.644 | 76.13%
|  | 603.845 | 76.31%
|  | 604.046 | 76.26%
|  | 604.247 | 76.35%
|  | 604.448 | 76.17%
|  | 604.649 | 76.25%
|  | 604.851 | 76.27%
|  | 605.052 | 76.35%
|  | 605.253 | 76.3%
|  | 605.454 | 76.18%
|  | 605.655 | 76.22%
|  | 605.856 | 76.04%
|  | 606.057 | 76.26%
|  | 606.258 | 76.2%
|  | 606.459 | 76.13%
|  | 606.66 | 76.06%
|  | 606.86 | 75.98%
|  | 607.061 | 76.05%
|  | 607.262 | 75.86%
|  | 607.463 | 76.18%
|  | 607.664 | 75.91%
|  | 607.865 | 76.17%
|  | 608.066 | 75.8%
|  | 608.267 | 75.96%
|  | 608.467 | 75.87%
|  | 608.668 | 75.9%
|  | 608.869 | 75.84%
|  | 609.07 | 75.87%
|  | 609.271 | 75.94%
|  | 609.471 | 75.98%
|  | 609.672 | 75.92%
|  | 609.873 | 75.96%
|  | 610.074 | 75.97%
|  | 610.274 | 75.8%
|  | 610.475 | 75.98%
|  | 610.676 | 75.89%
|  | 610.876 | 75.96%
|  | 611.077 | 75.99%
|  | 611.278 | 75.93%
|  | 611.478 | 75.91%
|  | 611.679 | 75.83%
|  | 611.88 | 75.98%
|  | 612.08 | 76.02%
|  | 612.281 | 76.05%
|  | 612.481 | 75.99%
|  | 612.682 | 75.92%
|  | 612.882 | 75.89%
|  | 613.083 | 76.05%
|  | 613.283 | 75.92%
|  | 613.484 | 76.12%
|  | 613.684 | 75.87%
|  | 613.885 | 75.81%
|  | 614.085 | 75.92%
|  | 614.286 | 76.11%
|  | 614.486 | 76.28%
|  | 614.687 | 76.11%
|  | 614.887 | 76.15%
|  | 615.087 | 76.22%
|  | 615.288 | 76.08%
|  | 615.488 | 76.32%
|  | 615.688 | 76.17%
|  | 615.889 | 76.17%
|  | 616.089 | 76.12%
|  | 616.289 | 76.24%
|  | 616.49 | 76.13%
|  | 616.69 | 76.11%
|  | 616.89 | 76.12%
|  | 617.09 | 76.17%
|  | 617.291 | 76.02%
|  | 617.491 | 76.18%
|  | 617.691 | 76.24%
|  | 617.891 | 76.14%
|  | 618.092 | 76.06%
|  | 618.292 | 76.07%
|  | 618.492 | 76.05%
|  | 618.692 | 76.05%
|  | 618.892 | 76.11%
|  | 619.092 | 76.08%
|  | 619.292 | 76.17%
|  | 619.492 | 76.16%
|  | 619.693 | 76.11%
|  | 619.893 | 76.11%
|  | 620.093 | 76.23%
|  | 620.293 | 76.18%
|  | 620.493 | 76.13%
|  | 620.693 | 76.2%
|  | 620.893 | 76.12%
|  | 621.093 | 76.2%
|  | 621.293 | 76.11%
|  | 621.493 | 76.21%
|  | 621.693 | 76.02%
|  | 621.893 | 76.09%
|  | 622.092 | 76.06%
|  | 622.292 | 76.15%
|  | 622.492 | 76.1%
|  | 622.692 | 76.23%
|  | 622.892 | 76.03%
|  | 623.092 | 76.05%
|  | 623.292 | 76.05%
|  | 623.491 | 76.22%
|  | 623.691 | 76.09%
|  | 623.891 | 75.89%
|  | 624.091 | 75.89%
|  | 624.291 | 75.78%
|  | 624.49 | 75.66%
|  | 624.69 | 75.67%
|  | 624.89 | 75.7%
|  | 625.09 | 75.72%
|  | 625.289 | 75.67%
|  | 625.489 | 75.78%
|  | 625.689 | 75.53%
|  | 625.888 | 75.45%
|  | 626.088 | 75.41%
|  | 626.288 | 75.37%
|  | 626.487 | 75.38%
|  | 626.687 | 75.44%
|  | 626.886 | 75.46%
|  | 627.086 | 75.44%
|  | 627.285 | 75.29%
|  | 627.485 | 75.12%
|  | 627.685 | 74.97%
|  | 627.884 | 74.89%
|  | 628.084 | 75%
|  | 628.283 | 75.06%
|  | 628.483 | 75.07%
|  | 628.682 | 74.88%
|  | 628.881 | 74.75%
|  | 629.081 | 74.86%
|  | 629.28 | 74.89%
|  | 629.48 | 74.78%
|  | 629.679 | 74.55%
|  | 629.879 | 74.57%
|  | 630.078 | 74.62%
|  | 630.277 | 74.72%
|  | 630.477 | 74.5%
|  | 630.676 | 74.5%
|  | 630.875 | 74.51%
|  | 631.075 | 74.72%
|  | 631.274 | 74.56%
|  | 631.473 | 74.66%
|  | 631.672 | 74.37%
|  | 631.872 | 74.41%
|  | 632.071 | 74.2%
|  | 632.27 | 74.45%
|  | 632.469 | 74.22%
|  | 632.668 | 74.31%
|  | 632.868 | 74.11%
|  | 633.067 | 74.22%
|  | 633.266 | 74.02%
|  | 633.465 | 74.08%
|  | 633.664 | 73.92%
|  | 633.863 | 73.99%
|  | 634.062 | 73.81%
|  | 634.261 | 73.84%
|  | 634.461 | 73.74%
|  | 634.66 | 73.78%
|  | 634.859 | 73.65%
|  | 635.058 | 73.62%
|  | 635.257 | 73.47%
|  | 635.456 | 73.46%
|  | 635.655 | 73.3%
|  | 635.854 | 73.35%
|  | 636.053 | 73.43%
|  | 636.252 | 73.42%
|  | 636.45 | 73.07%
|  | 636.649 | 72.91%
|  | 636.848 | 72.72%
|  | 637.047 | 72.99%
|  | 637.246 | 72.84%
|  | 637.445 | 72.82%
|  | 637.644 | 72.72%
|  | 637.843 | 72.7%
|  | 638.041 | 72.54%
|  | 638.24 | 72.51%
|  | 638.439 | 72.36%
|  | 638.638 | 72.66%
|  | 638.837 | 72.25%
|  | 639.035 | 72.43%
|  | 639.234 | 72.32%
|  | 639.433 | 72.31%
|  | 639.631 | 72.01%
|  | 639.83 | 72.05%
|  | 640.029 | 72.04%
|  | 640.227 | 72.13%
|  | 640.426 | 71.92%
|  | 640.625 | 71.98%
|  | 640.823 | 71.79%
|  | 641.022 | 71.86%
|  | 641.221 | 71.8%
|  | 641.419 | 71.82%
|  | 641.618 | 71.74%
|  | 641.816 | 71.77%
|  | 642.015 | 71.71%
|  | 642.213 | 71.7%
|  | 642.412 | 71.69%
|  | 642.61 | 71.61%
|  | 642.809 | 71.58%
|  | 643.007 | 71.62%
|  | 643.206 | 71.61%
|  | 643.404 | 71.76%
|  | 643.603 | 71.49%
|  | 643.801 | 71.73%
|  | 643.999 | 71.59%
|  | 644.198 | 71.82%
|  | 644.396 | 71.53%
|  | 644.595 | 71.46%
|  | 644.793 | 71.51%
|  | 644.991 | 71.62%
|  | 645.19 | 71.59%
|  | 645.388 | 71.48%
|  | 645.586 | 71.46%
|  | 645.784 | 71.62%
|  | 645.983 | 71.66%
|  | 646.181 | 71.71%
|  | 646.379 | 71.87%
|  | 646.577 | 71.64%
|  | 646.776 | 71.7%
|  | 646.974 | 71.69%
|  | 647.172 | 71.96%
|  | 647.37 | 71.88%
|  | 647.568 | 71.91%
|  | 647.766 | 72.1%
|  | 647.965 | 72.19%
|  | 648.163 | 72.22%
|  | 648.361 | 72.25%
|  | 648.559 | 72.36%
|  | 648.757 | 72.38%
|  | 648.955 | 72.55%
|  | 649.153 | 72.61%
|  | 649.351 | 72.83%
|  | 649.549 | 72.64%
|  | 649.747 | 72.66%
|  | 649.945 | 72.67%
|  | 650.143 | 72.67%
|  | 650.341 | 72.82%
|  | 650.539 | 72.65%
|  | 650.737 | 72.68%
|  | 650.935 | 72.78%
|  | 651.133 | 72.78%
|  | 651.33 | 72.69%
|  | 651.528 | 72.43%
|  | 651.726 | 72.28%
|  | 651.924 | 72.11%
|  | 652.122 | 71.98%
|  | 652.32 | 71.87%
|  | 652.517 | 71.62%
|  | 652.715 | 71.52%
|  | 652.913 | 71.4%
|  | 653.111 | 71.11%
|  | 653.308 | 70.88%
|  | 653.506 | 70.72%
|  | 653.704 | 70.75%
|  | 653.902 | 70.59%
|  | 654.099 | 70.58%
|  | 654.297 | 70.33%
|  | 654.495 | 70.04%
|  | 654.692 | 69.98%
|  | 654.89 | 69.96%
|  | 655.088 | 69.75%
|  | 655.285 | 69.85%
|  | 655.483 | 69.78%
|  | 655.68 | 69.83%
|  | 655.878 | 69.55%
|  | 656.075 | 69.51%
|  | 656.273 | 69.46%
|  | 656.47 | 69.23%
|  | 656.668 | 69.41%
|  | 656.865 | 69.35%
|  | 657.063 | 69.31%
|  | 657.26 | 69.15%
|  | 657.458 | 69%
|  | 657.655 | 68.94%
|  | 657.853 | 68.87%
|  | 658.05 | 68.87%
|  | 658.247 | 68.9%
|  | 658.445 | 68.84%
|  | 658.642 | 68.85%
|  | 658.839 | 68.9%
|  | 659.037 | 68.8%
|  | 659.234 | 68.68%
|  | 659.431 | 68.62%
|  | 659.629 | 68.61%
|  | 659.826 | 68.68%
|  | 660.023 | 68.69%
|  | 660.22 | 68.67%
|  | 660.418 | 68.69%
|  | 660.615 | 68.67%
|  | 660.812 | 68.67%
|  | 661.009 | 68.62%
|  | 661.206 | 68.51%
|  | 661.404 | 68.48%
|  | 661.601 | 68.37%
|  | 661.798 | 68.57%
|  | 661.995 | 68.59%
|  | 662.192 | 68.62%
|  | 662.389 | 68.48%
|  | 662.586 | 68.54%
|  | 662.783 | 68.6%
|  | 662.98 | 68.67%
|  | 663.177 | 68.69%
|  | 663.374 | 68.62%
|  | 663.571 | 68.74%
|  | 663.768 | 68.57%
|  | 663.965 | 68.63%
|  | 664.162 | 68.56%
|  | 664.359 | 68.82%
|  | 664.556 | 68.73%
|  | 664.753 | 68.87%
|  | 664.95 | 68.79%
|  | 665.147 | 68.95%
|  | 665.344 | 68.89%
|  | 665.541 | 68.99%
|  | 665.737 | 68.86%
|  | 665.934 | 68.99%
|  | 666.131 | 69.12%
|  | 666.328 | 69.23%
|  | 666.525 | 69.17%
|  | 666.721 | 69.05%
|  | 666.918 | 69.11%
|  | 667.115 | 69.17%
|  | 667.312 | 69.26%
|  | 667.508 | 69.33%
|  | 667.705 | 69.42%
|  | 667.902 | 69.46%
|  | 668.098 | 69.36%
|  | 668.295 | 69.35%
|  | 668.492 | 69.52%
|  | 668.688 | 69.59%
|  | 668.885 | 69.59%
|  | 669.081 | 69.59%
|  | 669.278 | 69.81%
|  | 669.475 | 69.83%
|  | 669.671 | 69.84%
|  | 669.868 | 69.91%
|  | 670.064 | 69.8%
|  | 670.261 | 69.79%
|  | 670.457 | 69.61%
|  | 670.654 | 69.82%
|  | 670.85 | 69.79%
|  | 671.047 | 70.1%
|  | 671.243 | 70.11%
|  | 671.439 | 70.17%
|  | 671.636 | 70.01%
|  | 671.832 | 69.94%
|  | 672.029 | 69.9%
|  | 672.225 | 69.94%
|  | 672.421 | 70.19%
|  | 672.618 | 70.24%
|  | 672.814 | 70.17%
|  | 673.01 | 70.22%
|  | 673.207 | 70.06%
|  | 673.403 | 70.25%
|  | 673.599 | 70.24%
|  | 673.795 | 70.37%
|  | 673.992 | 70.32%
|  | 674.188 | 70.02%
|  | 674.384 | 70.2%
|  | 674.58 | 70.16%
|  | 674.776 | 70.36%
|  | 674.973 | 70.08%
|  | 675.169 | 70.26%
|  | 675.365 | 70.27%
|  | 675.561 | 70.24%
|  | 675.757 | 70.26%
|  | 675.953 | 70.1%
|  | 676.149 | 70.18%
|  | 676.345 | 70.23%
|  | 676.541 | 70.43%
|  | 676.737 | 70.44%
|  | 676.933 | 70.35%
|  | 677.129 | 70.43%
|  | 677.325 | 70.38%
|  | 677.521 | 70.42%
|  | 677.717 | 70.48%
|  | 677.913 | 70.46%
|  | 678.109 | 70.45%
|  | 678.305 | 70.47%
|  | 678.501 | 70.58%
|  | 678.697 | 70.39%
|  | 678.893 | 70.51%
|  | 679.089 | 70.5%
|  | 679.284 | 70.75%
|  | 679.48 | 70.55%
|  | 679.676 | 70.65%
|  | 679.872 | 70.54%
|  | 680.068 | 70.54%
|  | 680.263 | 70.74%
|  | 680.459 | 70.87%
|  | 680.655 | 70.9%
|  | 680.851 | 71.04%
|  | 681.046 | 70.97%
|  | 681.242 | 71.32%
|  | 681.438 | 71.29%
|  | 681.633 | 71.52%
|  | 681.829 | 71.55%
|  | 682.025 | 71.77%
|  | 682.22 | 72.15%
|  | 682.416 | 72.26%
|  | 682.611 | 72.62%
|  | 682.807 | 72.84%
|  | 683.002 | 73.13%
|  | 683.198 | 73.35%
|  | 683.394 | 73.71%
|  | 683.589 | 74.09%
|  | 683.785 | 74.42%
|  | 683.98 | 74.75%
|  | 684.176 | 75.13%
|  | 684.371 | 75.44%
|  | 684.566 | 75.69%
|  | 684.762 | 75.96%
|  | 684.957 | 76.12%
|  | 685.153 | 76.41%
|  | 685.348 | 76.28%
|  | 685.543 | 76.36%
|  | 685.739 | 76.05%
|  | 685.934 | 76.33%
|  | 686.129 | 76.24%
|  | 686.325 | 76.39%
|  | 686.52 | 75.91%
|  | 686.715 | 75.91%
|  | 686.911 | 75.64%
|  | 687.106 | 75.59%
|  | 687.301 | 75.66%
|  | 687.496 | 75.48%
|  | 687.691 | 75.59%
|  | 687.887 | 75.13%
|  | 688.082 | 75.22%
|  | 688.277 | 75.12%
|  | 688.472 | 75.14%
|  | 688.667 | 74.95%
|  | 688.862 | 74.99%
|  | 689.057 | 75.2%
|  | 689.253 | 75.22%
|  | 689.448 | 75.25%
|  | 689.643 | 75.17%
|  | 689.838 | 75.21%
|  | 690.033 | 74.87%
|  | 690.228 | 75.03%
|  | 690.423 | 75.06%
|  | 690.618 | 75.13%
|  | 690.813 | 75.03%
|  | 691.008 | 74.75%
|  | 691.203 | 74.87%
|  | 691.398 | 74.73%
|  | 691.592 | 74.86%
|  | 691.787 | 74.68%
|  | 691.982 | 74.75%
|  | 692.177 | 74.69%
|  | 692.372 | 74.44%
|  | 692.567 | 74.27%
|  | 692.762 | 73.95%
|  | 692.956 | 73.93%
|  | 693.151 | 73.77%
|  | 693.346 | 73.73%
|  | 693.541 | 73.42%
|  | 693.735 | 73.1%
|  | 693.93 | 72.8%
|  | 694.125 | 72.76%
|  | 694.32 | 72.55%
|  | 694.514 | 72.39%
|  | 694.709 | 72.17%
|  | 694.904 | 72.05%
|  | 695.098 | 71.85%
|  | 695.293 | 71.62%
|  | 695.487 | 71.36%
|  | 695.682 | 71.18%
|  | 695.877 | 70.9%
|  | 696.071 | 70.82%
|  | 696.266 | 70.42%
|  | 696.46 | 70.25%
|  | 696.655 | 69.98%
|  | 696.849 | 69.75%
|  | 697.044 | 69.67%
|  | 697.238 | 69.47%
|  | 697.433 | 69.33%
|  | 697.627 | 69.04%
|  | 697.822 | 68.99%
|  | 698.016 | 68.88%
|  | 698.21 | 68.69%
|  | 698.405 | 68.65%
|  | 698.599 | 68.46%
|  | 698.793 | 68.46%
|  | 698.988 | 68.1%
|  | 699.182 | 68.14%
|  | 699.376 | 67.92%
|  | 699.571 | 67.98%
|  | 699.765 | 67.76%
|  | 699.959 | 67.84%
|  | 700.154 | 67.71%
|  | 700.348 | 67.68%
|  | 700.542 | 67.49%
|  | 700.736 | 67.51%
|  | 700.93 | 67.33%
|  | 701.125 | 67.34%
|  | 701.319 | 67.33%
|  | 701.513 | 67.19%
|  | 701.707 | 67.06%
|  | 701.901 | 66.99%
|  | 702.095 | 66.99%
|  | 702.289 | 66.88%
|  | 702.483 | 66.77%
|  | 702.677 | 66.75%
|  | 702.871 | 66.75%
|  | 703.065 | 66.68%
|  | 703.259 | 66.58%
|  | 703.453 | 66.48%
|  | 703.647 | 66.41%
|  | 703.841 | 66.33%
|  | 704.035 | 66.21%
|  | 704.229 | 66.18%
|  | 704.423 | 66.21%
|  | 704.617 | 66.07%
|  | 704.811 | 66.12%
|  | 705.005 | 65.93%
|  | 705.199 | 65.87%
|  | 705.392 | 65.81%
|  | 705.586 | 65.72%
|  | 705.78 | 65.91%
|  | 705.974 | 65.8%
|  | 706.168 | 65.91%
|  | 706.361 | 65.74%
|  | 706.555 | 65.73%
|  | 706.749 | 65.8%
|  | 706.943 | 65.83%
|  | 707.136 | 65.87%
|  | 707.33 | 65.83%
|  | 707.524 | 65.94%
|  | 707.717 | 65.98%
|  | 707.911 | 66.12%
|  | 708.105 | 66.08%
|  | 708.298 | 66.18%
|  | 708.492 | 66.36%
|  | 708.685 | 66.4%
|  | 708.879 | 66.51%
|  | 709.073 | 66.47%
|  | 709.266 | 66.65%
|  | 709.46 | 66.83%
|  | 709.653 | 66.93%
|  | 709.847 | 67.16%
|  | 710.04 | 67.2%
|  | 710.234 | 67.26%
|  | 710.427 | 67.48%
|  | 710.62 | 67.59%
|  | 710.814 | 67.78%
|  | 711.007 | 68.01%
|  | 711.201 | 68.42%
|  | 711.394 | 68.6%
|  | 711.587 | 68.64%
|  | 711.781 | 68.81%
|  | 711.974 | 68.97%
|  | 712.167 | 69.03%
|  | 712.361 | 69.36%
|  | 712.554 | 69.58%
|  | 712.747 | 69.92%
|  | 712.94 | 70.11%
|  | 713.134 | 70.15%
|  | 713.327 | 70.35%
|  | 713.52 | 70.37%
|  | 713.713 | 70.77%
|  | 713.906 | 70.79%
|  | 714.1 | 71%
|  | 714.293 | 71.23%
|  | 714.486 | 71.28%
|  | 714.679 | 71.28%
|  | 714.872 | 71.34%
|  | 715.065 | 71.46%
|  | 715.258 | 71.4%
|  | 715.451 | 71.34%
|  | 715.644 | 71.34%
|  | 715.837 | 71.39%
|  | 716.03 | 71.32%
|  | 716.223 | 71.35%
|  | 716.416 | 71.25%
|  | 716.609 | 70.9%
|  | 716.802 | 70.88%
|  | 716.995 | 70.73%
|  | 717.188 | 70.8%
|  | 717.381 | 70.59%
|  | 717.574 | 70.38%
|  | 717.766 | 70.17%
|  | 717.959 | 69.85%
|  | 718.152 | 69.79%
|  | 718.345 | 69.55%
|  | 718.538 | 69.53%
|  | 718.731 | 69.25%
|  | 718.923 | 68.85%
|  | 719.116 | 68.65%
|  | 719.309 | 68.46%
|  | 719.502 | 68.34%
|  | 719.694 | 68.12%
|  | 719.887 | 68.08%
|  | 720.08 | 67.81%
|  | 720.272 | 67.47%
|  | 720.465 | 67.06%
|  | 720.658 | 66.64%
|  | 720.85 | 66.45%
|  | 721.043 | 66.2%
|  | 721.235 | 66.04%
|  | 721.428 | 65.75%
|  | 721.62 | 65.34%
|  | 721.813 | 65.21%
|  | 722.006 | 64.79%
|  | 722.198 | 64.69%
|  | 722.391 | 64.33%
|  | 722.583 | 64.13%
|  | 722.775 | 63.89%
|  | 722.968 | 63.57%
|  | 723.16 | 63.4%
|  | 723.353 | 63.16%
|  | 723.545 | 62.93%
|  | 723.738 | 62.87%
|  | 723.93 | 62.64%
|  | 724.122 | 62.35%
|  | 724.315 | 62.22%
|  | 724.507 | 62.07%
|  | 724.699 | 62.04%
|  | 724.891 | 61.65%
|  | 725.084 | 61.68%
|  | 725.276 | 61.66%
|  | 725.468 | 61.54%
|  | 725.66 | 61.58%
|  | 725.853 | 61.51%
|  | 726.045 | 61.5%
|  | 726.237 | 61.45%
|  | 726.429 | 61.23%
|  | 726.621 | 61.41%
|  | 726.814 | 61.25%
|  | 727.006 | 61.36%
|  | 727.198 | 61.27%
|  | 727.39 | 61.45%
|  | 727.582 | 61.41%
|  | 727.774 | 61.61%
|  | 727.966 | 61.63%
|  | 728.158 | 61.78%
|  | 728.35 | 61.8%
|  | 728.542 | 61.86%
|  | 728.734 | 62.05%
|  | 728.926 | 62.19%
|  | 729.118 | 62.27%
|  | 729.31 | 62.51%
|  | 729.502 | 62.62%
|  | 729.694 | 63.04%
|  | 729.886 | 62.89%
|  | 730.077 | 63.19%
|  | 730.269 | 63.26%
|  | 730.461 | 63.55%
|  | 730.653 | 63.64%
|  | 730.845 | 64.03%
|  | 731.036 | 64%
|  | 731.228 | 64.3%
|  | 731.42 | 64.28%
|  | 731.612 | 64.73%
|  | 731.803 | 64.7%
|  | 731.995 | 65.14%
|  | 732.187 | 65.34%
|  | 732.379 | 65.7%
|  | 732.57 | 65.61%
|  | 732.762 | 66.03%
|  | 732.953 | 66.21%
|  | 733.145 | 66.96%
|  | 733.337 | 66.99%
|  | 733.528 | 67.42%
|  | 733.72 | 67.21%
|  | 733.911 | 67.76%
|  | 734.103 | 67.86%
|  | 734.294 | 68.36%
|  | 734.486 | 68.18%
|  | 734.677 | 68.35%
|  | 734.869 | 68.02%
|  | 735.06 | 68.04%
|  | 735.252 | 67.69%
|  | 735.443 | 67.62%
|  | 735.635 | 67.12%
|  | 735.826 | 66.96%
|  | 736.017 | 66.42%
|  | 736.209 | 66.12%
|  | 736.4 | 65.33%
|  | 736.592 | 64.93%
|  | 736.783 | 64.14%
|  | 736.974 | 63.66%
|  | 737.165 | 63.11%
|  | 737.357 | 62.82%
|  | 737.548 | 62.14%
|  | 737.739 | 61.63%
|  | 737.93 | 60.9%
|  | 738.122 | 60.67%
|  | 738.313 | 59.9%
|  | 738.504 | 59.62%
|  | 738.695 | 59.06%
|  | 738.886 | 58.93%
|  | 739.077 | 58.58%
|  | 739.269 | 58.27%
|  | 739.46 | 58.04%
|  | 739.651 | 57.95%
|  | 739.842 | 57.46%
|  | 740.033 | 57.57%
|  | 740.224 | 56.92%
|  | 740.415 | 57.17%
|  | 740.606 | 56.51%
|  | 740.797 | 56.73%
|  | 740.988 | 56.47%
|  | 741.179 | 56.46%
|  | 741.37 | 56.3%
|  | 741.561 | 56.2%
|  | 741.752 | 56.05%
|  | 741.942 | 56.12%
|  | 742.133 | 55.83%
|  | 742.324 | 55.89%
|  | 742.515 | 55.53%
|  | 742.706 | 55.7%
|  | 742.897 | 55.41%
|  | 743.087 | 55.45%
|  | 743.278 | 55.09%
|  | 743.469 | 55.11%
|  | 743.66 | 54.88%
|  | 743.85 | 54.79%
|  | 744.041 | 54.47%
|  | 744.232 | 54.34%
|  | 744.423 | 53.96%
|  | 744.613 | 53.92%
|  | 744.804 | 53.61%
|  | 744.994 | 53.56%
|  | 745.185 | 53.03%
|  | 745.376 | 53.01%
|  | 745.566 | 52.42%
|  | 745.757 | 52.43%
|  | 745.947 | 51.86%
|  | 746.138 | 51.79%
|  | 746.328 | 51.47%
|  | 746.519 | 51.47%
|  | 746.709 | 51.15%
|  | 746.9 | 50.87%
|  | 747.09 | 50.55%
|  | 747.281 | 50.48%
|  | 747.471 | 50%
|  | 747.662 | 50.04%
|  | 747.852 | 49.49%
|  | 748.042 | 49.54%
|  | 748.233 | 49.05%
|  | 748.423 | 48.99%
|  | 748.613 | 48.57%
|  | 748.804 | 48.6%
|  | 748.994 | 48.4%
|  | 749.184 | 48.38%
|  | 749.375 | 48.04%
|  | 749.565 | 48.09%
|  | 749.755 | 47.79%
|  | 749.945 | 47.89%
|  | 750.136 | 47.5%
|  | 750.326 | 47.59%
|  | 750.516 | 47.32%
|  | 750.706 | 47.49%
|  | 750.896 | 47.1%
|  | 751.086 | 47.09%
|  | 751.276 | 46.63%
|  | 751.467 | 46.77%
|  | 751.657 | 46.48%
|  | 751.847 | 46.67%
|  | 752.037 | 46.36%
|  | 752.227 | 46.27%
|  | 752.417 | 45.9%
|  | 752.607 | 45.86%
|  | 752.797 | 45.54%
|  | 752.987 | 45.48%
|  | 753.177 | 45.07%
|  | 753.367 | 45.02%
|  | 753.556 | 44.5%
|  | 753.746 | 44.42%
|  | 753.936 | 43.98%
|  | 754.126 | 43.94%
|  | 754.316 | 43.61%
|  | 754.506 | 43.57%
|  | 754.696 | 43.18%
|  | 754.885 | 43.08%
|  | 755.075 | 42.67%
|  | 755.265 | 42.5%
|  | 755.455 | 41.99%
|  | 755.644 | 41.82%
|  | 755.834 | 41.3%
|  | 756.024 | 41.17%
|  | 756.214 | 40.72%
|  | 756.403 | 40.67%
|  | 756.593 | 40.18%
|  | 756.782 | 40.07%
|  | 756.972 | 39.51%
|  | 757.162 | 39.66%
|  | 757.351 | 39.06%
|  | 757.541 | 39.16%
|  | 757.73 | 38.54%
|  | 757.92 | 38.67%
|  | 758.109 | 38.36%
|  | 758.299 | 38.46%
|  | 758.488 | 38.14%
|  | 758.678 | 38.08%
|  | 758.867 | 37.76%
|  | 759.057 | 37.85%
|  | 759.246 | 37.52%
|  | 759.436 | 37.7%
|  | 759.625 | 37.51%
|  | 759.814 | 37.66%
|  | 760.004 | 37.3%
|  | 760.193 | 37.37%
|  | 760.383 | 37.16%
|  | 760.572 | 37.35%
|  | 760.761 | 37.14%
|  | 760.95 | 37.37%
|  | 761.14 | 37.11%
|  | 761.329 | 37.41%
|  | 761.518 | 37.36%
|  | 761.707 | 37.73%
|  | 761.897 | 37.55%
|  | 762.086 | 37.84%
|  | 762.275 | 37.89%
|  | 762.464 | 38.52%
|  | 762.653 | 38.58%
|  | 762.842 | 39.27%
|  | 763.031 | 39.49%
|  | 763.221 | 40.22%
|  | 763.41 | 40.47%
|  | 763.599 | 41.57%
|  | 763.788 | 42.36%
|  | 763.977 | 43.7%
|  | 764.166 | 44.69%
|  | 764.355 | 46.33%
|  | 764.544 | 47.57%
|  | 764.733 | 49.27%
|  | 764.922 | 50.69%
|  | 765.11 | 52.6%
|  | 765.299 | 54.01%
|  | 765.488 | 55.81%
|  | 765.677 | 57.15%
|  | 765.866 | 58.93%
|  | 766.055 | 59.73%
|  | 766.244 | 60.6%
|  | 766.432 | 60.46%
|  | 766.621 | 60.3%
|  | 766.81 | 59.23%
|  | 766.999 | 58.3%
|  | 767.188 | 56.82%
|  | 767.376 | 55.28%
|  | 767.565 | 53.31%
|  | 767.754 | 51.53%
|  | 767.942 | 49.37%
|  | 768.131 | 47.62%
|  | 768.32 | 45.42%
|  | 768.508 | 43.72%
|  | 768.697 | 41.5%
|  | 768.885 | 40.05%
|  | 769.074 | 38.18%
|  | 769.263 | 36.89%
|  | 769.451 | 35.14%
|  | 769.64 | 33.89%
|  | 769.828 | 32.44%
|  | 770.017 | 31.62%
|  | 770.205 | 30.43%
|  | 770.394 | 29.71%
|  | 770.582 | 28.58%
|  | 770.771 | 27.97%
|  | 770.959 | 26.99%
|  | 771.147 | 26.5%
|  | 771.336 | 25.61%
|  | 771.524 | 25.23%
|  | 771.712 | 24.37%
|  | 771.901 | 24.04%
|  | 772.089 | 23.31%
|  | 772.277 | 23.13%
|  | 772.466 | 22.61%
|  | 772.654 | 22.48%
|  | 772.842 | 21.95%
|  | 773.03 | 21.64%
|  | 773.219 | 21.02%
|  | 773.407 | 20.91%
|  | 773.595 | 20.44%
|  | 773.783 | 20.33%
|  | 773.971 | 19.69%
|  | 774.159 | 19.53%
|  | 774.348 | 18.94%
|  | 774.536 | 18.84%
|  | 774.724 | 18.36%
|  | 774.912 | 18.28%
|  | 775.1 | 17.89%
|  | 775.288 | 17.92%
|  | 775.476 | 17.37%
|  | 775.664 | 17.14%
|  | 775.852 | 16.55%
|  | 776.04 | 16.41%
|  | 776.228 | 15.92%
|  | 776.416 | 15.85%
|  | 776.604 | 15.39%
|  | 776.792 | 15.37%
|  | 776.979 | 14.83%
|  | 777.167 | 14.73%
|  | 777.355 | 14.29%
|  | 777.543 | 14.2%
|  | 777.731 | 13.76%
|  | 777.919 | 13.74%
|  | 778.106 | 13.36%
|  | 778.294 | 13.39%
|  | 778.482 | 12.93%
|  | 778.67 | 12.96%
|  | 778.857 | 12.57%
|  | 779.045 | 12.56%
|  | 779.233 | 12.15%
|  | 779.42 | 12.13%
|  | 779.608 | 11.7%
|  | 779.796 | 11.67%
|  | 779.983 | 11.29%
|  | 780.171 | 11.38%
|  | 780.359 | 11.11%
|  | 780.546 | 11.09%
|  | 780.734 | 10.67%
|  | 780.921 | 10.67%
|  | 781.109 | 10.39%
|  | 781.296 | 10.49%
|  | 781.484 | 10.15%
|  | 781.671 | 10.12%
|  | 781.859 | 9.712%
|  | 782.046 | 9.792%
|  | 782.233 | 9.458%
|  | 782.421 | 9.578%
|  | 782.608 | 9.283%
|  | 782.796 | 9.371%
|  | 782.983 | 9.051%
|  | 783.17 | 9.025%
|  | 783.358 | 8.745%
|  | 783.545 | 8.796%
|  | 783.732 | 8.505%
|  | 783.92 | 8.611%
|  | 784.107 | 8.316%
|  | 784.294 | 8.436%
|  | 784.481 | 8.098%
|  | 784.668 | 8.116%
|  | 784.856 | 7.778%
|  | 785.043 | 7.905%
|  | 785.23 | 7.643%
|  | 785.417 | 7.731%
|  | 785.604 | 7.454%
|  | 785.791 | 7.578%
|  | 785.978 | 7.272%
|  | 786.165 | 7.334%
|  | 786.352 | 7.029%
|  | 786.54 | 7.134%
|  | 786.727 | 6.876%
|  | 786.914 | 6.978%
|  | 787.101 | 6.76%
|  | 787.287 | 6.84%
|  | 787.474 | 6.538%
|  | 787.661 | 6.636%
|  | 787.848 | 6.472%
|  | 788.035 | 6.687%
|  | 788.222 | 6.432%
|  | 788.409 | 6.458%
|  | 788.596 | 6.291%
|  | 788.783 | 6.534%
|  | 788.969 | 6.443%
|  | 789.156 | 6.647%
|  | 789.343 | 6.516%
|  | 789.53 | 6.763%
|  | 789.717 | 6.574%
|  | 789.903 | 6.832%
|  | 790.09 | 6.676%
|  | 790.277 | 6.923%
|  | 790.463 | 6.778%
|  | 790.65 | 7.102%
|  | 790.837 | 7.109%
|  | 791.023 | 7.287%
|  | 791.21 | 7.091%
|  | 791.396 | 7.192%
|  | 791.583 | 7.109%
|  | 791.77 | 7.363%
|  | 791.956 | 7.174%
|  | 792.143 | 7.211%
|  | 792.329 | 6.865%
|  | 792.516 | 6.923%
|  | 792.702 | 6.592%
|  | 792.889 | 6.592%
|  | 793.075 | 6.302%
|  | 793.262 | 6.276%
|  | 793.448 | 5.931%
|  | 793.634 | 5.887%
|  | 793.821 | 5.596%
|  | 794.007 | 5.56%
|  | 794.193 | 5.185%
|  | 794.38 | 5.225%
|  | 794.566 | 4.934%
|  | 794.752 | 4.92%
|  | 794.939 | 4.553%
|  | 795.125 | 4.582%
|  | 795.311 | 4.36%
|  | 795.497 | 4.447%
|  | 795.684 | 4.207%
|  | 795.87 | 4.294%
|  | 796.056 | 4.087%
|  | 796.242 | 4.182%
|  | 796.428 | 3.989%
|  | 796.614 | 4.043%
|  | 796.8 | 3.909%
|  | 796.986 | 3.953%
|  | 797.173 | 3.843%
|  | 797.359 | 3.854%
|  | 797.545 | 3.778%
|  | 797.731 | 3.862%
|  | 797.917 | 3.745%
|  | 798.103 | 3.767%
|  | 798.289 | 3.709%
|  | 798.475 | 3.865%
|  | 798.661 | 3.803%
|  | 798.846 | 3.905%
|  | 799.032 | 3.778%
|  | 799.218 | 3.891%
|  | 799.404 | 3.753%
|  | 799.59 | 3.829%
|  | 799.776 | 3.753%
|  | 799.962 | 3.825%
|  | 800.147 | 3.793%
|  | 800.333 | 3.789%
|  | 800.519 | 3.687%
|  | 800.705 | 3.702%
|  | 800.89 | 3.622%
|  | 801.076 | 3.654%
|  | 801.262 | 3.509%
|  | 801.447 | 3.574%
|  | 801.633 | 3.378%
|  | 801.819 | 3.414%
|  | 802.004 | 3.269%
|  | 802.19 | 3.324%
|  | 802.376 | 3.153%
|  | 802.561 | 3.189%
|  | 802.747 | 3.04%
|  | 802.932 | 3.094%
|  | 803.118 | 2.964%
|  | 803.303 | 3.04%
|  | 803.489 | 2.869%
|  | 803.674 | 2.873%
|  | 803.86 | 2.709%
|  | 804.045 | 2.785%
|  | 804.231 | 2.687%
|  | 804.416 | 2.713%
|  | 804.601 | 2.607%
|  | 804.787 | 2.553%
|  | 804.972 | 2.462%
|  | 805.157 | 2.447%
|  | 805.343 | 2.36%
|  | 805.528 | 2.364%
|  | 805.713 | 2.247%
|  | 805.899 | 2.313%
|  | 806.084 | 2.222%
|  | 806.269 | 2.24%
|  | 806.454 | 2.131%
|  | 806.64 | 2.142%
|  | 806.825 | 2.054%
|  | 807.01 | 2.044%
|  | 807.195 | 1.978%
|  | 807.38 | 2.011%
|  | 807.565 | 1.978%
|  | 807.75 | 1.993%
|  | 807.935 | 1.938%
|  | 808.121 | 1.938%
|  | 808.306 | 1.884%
|  | 808.491 | 1.862%
|  | 808.676 | 1.793%
|  | 808.861 | 1.825%
|  | 809.046 | 1.785%
|  | 809.231 | 1.833%
|  | 809.415 | 1.8%
|  | 809.6 | 1.894%
|  | 809.785 | 1.829%
|  | 809.97 | 1.822%
|  | 810.155 | 1.738%
|  | 810.34 | 1.753%
|  | 810.525 | 1.734%
|  | 810.71 | 1.734%
|  | 810.894 | 1.742%
|  | 811.079 | 1.734%
|  | 811.264 | 1.694%
|  | 811.449 | 1.673%
|  | 811.633 | 1.625%
|  | 811.818 | 1.665%
|  | 812.003 | 1.636%
|  | 812.187 | 1.684%
|  | 812.372 | 1.64%
|  | 812.557 | 1.702%
|  | 812.741 | 1.662%
|  | 812.926 | 1.684%
|  | 813.111 | 1.574%
|  | 813.295 | 1.574%
|  | 813.48 | 1.56%
|  | 813.664 | 1.625%
|  | 813.849 | 1.589%
|  | 814.033 | 1.611%
|  | 814.218 | 1.556%
|  | 814.402 | 1.593%
|  | 814.587 | 1.567%
|  | 814.771 | 1.625%
|  | 814.956 | 1.593%
|  | 815.14 | 1.6%
|  | 815.324 | 1.564%
|  | 815.509 | 1.636%
|  | 815.693 | 1.607%
|  | 815.877 | 1.636%
|  | 816.062 | 1.593%
|  | 816.246 | 1.625%
|  | 816.43 | 1.629%
|  | 816.615 | 1.698%
|  | 816.799 | 1.709%
|  | 816.983 | 1.724%
|  | 817.167 | 1.669%
|  | 817.352 | 1.716%
|  | 817.536 | 1.713%
|  | 817.72 | 1.76%
|  | 817.904 | 1.731%
|  | 818.088 | 1.771%
|  | 818.272 | 1.804%
|  | 818.456 | 1.865%
|  | 818.64 | 1.891%
|  | 818.824 | 1.978%
|  | 819.008 | 2.011%
|  | 819.193 | 2.127%
|  | 819.377 | 2.138%
|  | 819.561 | 2.324%
|  | 819.744 | 2.425%
|  | 819.928 | 2.636%
|  | 820.112 | 2.745%
|  | 820.296 | 3.004%
|  | 820.48 | 3.164%
|  | 820.664 | 3.498%
|  | 820.848 | 3.705%
|  | 821.032 | 4.16%
|  | 821.216 | 4.563%
|  | 821.399 | 5.302%
|  | 821.583 | 5.894%
|  | 821.767 | 6.912%
|  | 821.951 | 7.749%
|  | 822.134 | 9.196%
|  | 822.318 | 10.47%
|  | 822.502 | 12.57%
|  | 822.686 | 14.39%
|  | 822.869 | 16.97%
|  | 823.053 | 19.3%
|  | 823.237 | 22.21%
|  | 823.42 | 24.89%
|  | 823.604 | 28.29%
|  | 823.787 | 31.37%
|  | 823.971 | 34.75%
|  | 824.154 | 37.53%
|  | 824.338 | 40.78%
|  | 824.522 | 43.41%
|  | 824.705 | 46.22%
|  | 824.888 | 47.89%
|  | 825.072 | 49.78%
|  | 825.255 | 50.26%
|  | 825.439 | 51.27%
|  | 825.622 | 50.95%
|  | 825.806 | 51.05%
|  | 825.989 | 50.01%
|  | 826.172 | 49.06%
|  | 826.356 | 47.33%
|  | 826.539 | 45.81%
|  | 826.722 | 43.76%
|  | 826.906 | 42.18%
|  | 827.089 | 40.02%
|  | 827.272 | 38.66%
|  | 827.455 | 36.59%
|  | 827.639 | 35.28%
|  | 827.822 | 33.34%
|  | 828.005 | 32.39%
|  | 828.188 | 31.05%
|  | 828.371 | 30.32%
|  | 828.554 | 29.23%
|  | 828.737 | 28.9%
|  | 828.921 | 28.03%
|  | 829.104 | 27.88%
|  | 829.287 | 27%
|  | 829.47 | 26.83%
|  | 829.653 | 25.71%
|  | 829.836 | 25.24%
|  | 830.019 | 23.87%
|  | 830.202 | 23.04%
|  | 830.385 | 21.26%
|  | 830.568 | 20%
|  | 830.75 | 17.99%
|  | 830.933 | 16.54%
|  | 831.116 | 14.63%
|  | 831.299 | 13.41%
|  | 831.482 | 11.65%
|  | 831.665 | 10.47%
|  | 831.848 | 8.949%
|  | 832.03 | 7.931%
|  | 832.213 | 6.807%
|  | 832.396 | 6.094%
|  | 832.579 | 5.382%
|  | 832.761 | 4.923%
|  | 832.944 | 4.396%
|  | 833.127 | 4.083%
|  | 833.309 | 3.713%
|  | 833.492 | 3.531%
|  | 833.675 | 3.367%
|  | 833.857 | 3.356%
|  | 834.04 | 3.247%
|  | 834.222 | 3.262%
|  | 834.405 | 3.178%
|  | 834.588 | 3.378%
|  | 834.77 | 3.404%
|  | 834.953 | 3.633%
|  | 835.135 | 3.709%
|  | 835.318 | 4.087%
|  | 835.5 | 4.203%
|  | 835.682 | 4.494%
|  | 835.865 | 4.567%
|  | 836.047 | 4.862%
|  | 836.23 | 4.833%
|  | 836.412 | 5.003%
|  | 836.594 | 4.851%
|  | 836.777 | 4.869%
|  | 836.959 | 4.469%
|  | 837.141 | 4.305%
|  | 837.324 | 3.923%
|  | 837.506 | 3.771%
|  | 837.688 | 3.367%
|  | 837.87 | 3.134%
|  | 838.052 | 2.753%
|  | 838.235 | 2.585%
|  | 838.417 | 2.247%
|  | 838.599 | 2.084%
|  | 838.781 | 1.789%
|  | 838.963 | 1.665%
|  | 839.145 | 1.491%
|  | 839.327 | 1.422%
|  | 839.509 | 1.342%
|  | 839.691 | 1.313%
|  | 839.874 | 1.178%
|  | 840.056 | 1.105%
|  | 840.238 | 0.978%
|  | 840.419 | 0.956%
|  | 840.601 | 0.935%
|  | 840.783 | 0.967%
|  | 840.965 | 0.942%
|  | 841.147 | 0.938%
|  | 841.329 | 0.905%
|  | 841.511 | 0.938%
|  | 841.693 | 0.916%
|  | 841.875 | 0.927%
|  | 842.056 | 0.931%
|  | 842.238 | 0.935%
|  | 842.42 | 0.88%
|  | 842.602 | 0.887%
|  | 842.783 | 0.873%
|  | 842.965 | 0.978%
|  | 843.147 | 1%
|  | 843.329 | 1.047%
|  | 843.51 | 0.935%
|  | 843.692 | 0.873%
|  | 843.874 | 0.804%
|  | 844.055 | 0.789%
|  | 844.237 | 0.745%
|  | 844.418 | 0.702%
|  | 844.6 | 0.644%
|  | 844.781 | 0.596%
|  | 844.963 | 0.589%
|  | 845.144 | 0.556%
|  | 845.326 | 0.502%
|  | 845.507 | 0.455%
|  | 845.689 | 0.462%
|  | 845.87 | 0.458%
|  | 846.052 | 0.436%
|  | 846.233 | 0.396%
|  | 846.414 | 0.418%
|  | 846.596 | 0.418%
|  | 846.777 | 0.433%
|  | 846.958 | 0.367%
|  | 847.14 | 0.345%
|  | 847.321 | 0.309%
|  | 847.502 | 0.327%
|  | 847.684 | 0.338%
|  | 847.865 | 0.367%
|  | 848.046 | 0.375%
|  | 848.227 | 0.32%
|  | 848.408 | 0.258%
|  | 848.59 | 0.269%
|  | 848.771 | 0.345%
|  | 848.952 | 0.371%
|  | 849.133 | 0.309%
|  | 849.314 | 0.276%
|  | 849.495 | 0.302%
|  | 849.676 | 0.335%
|  | 849.857 | 0.305%
|  | 850.038 | 0.247%
|  | 850.219 | 0.178%
|  | 850.4 | 0.204%
|  | 850.581 | 0.265%
|  | 850.762 | 0.298%
|  | 850.943 | 0.276%
|  | 851.124 | 0.247%
|  | 851.305 | 0.236%
|  | 851.486 | 0.265%
|  | 851.667 | 0.269%
|  | 851.847 | 0.295%
|  | 852.028 | 0.265%
|  | 852.209 | 0.251%
|  | 852.39 | 0.298%
|  | 852.571 | 0.338%
|  | 852.751 | 0.313%
|  | 852.932 | 0.302%
|  | 853.113 | 0.236%
|  | 853.293 | 0.225%
|  | 853.474 | 0.196%
|  | 853.655 | 0.233%
|  | 853.835 | 0.287%
|  | 854.016 | 0.251%
|  | 854.197 | 0.211%
|  | 854.377 | 0.156%
|  | 854.558 | 0.193%
|  | 854.738 | 0.182%
|  | 854.919 | 0.189%
|  | 855.099 | 0.189%
|  | 855.28 | 0.265%
|  | 855.46 | 0.324%
|  | 855.641 | 0.36%
|  | 855.821 | 0.276%
|  | 856.002 | 0.298%
|  | 856.182 | 0.2%
|  | 856.362 | 0.182%
|  | 856.543 | 0.153%
|  | 856.723 | 0.251%
|  | 856.903 | 0.269%
|  | 857.084 | 0.284%
|  | 857.264 | 0.247%
|  | 857.444 | 0.335%
|  | 857.625 | 0.262%
|  | 857.805 | 0.229%
|  | 857.985 | 0.178%
|  | 858.165 | 0.171%
|  | 858.345 | 0.178%
|  | 858.526 | 0.193%
|  | 858.706 | 0.215%
|  | 858.886 | 0.276%
|  | 859.066 | 0.327%
|  | 859.246 | 0.335%
|  | 859.426 | 0.255%
|  | 859.606 | 0.222%
|  | 859.786 | 0.225%
|  | 859.966 | 0.211%
|  | 860.146 | 0.113%
|  | 860.326 | 0.113%
|  | 860.506 | 0.185%
|  | 860.686 | 0.236%
|  | 860.866 | 0.247%
|  | 861.046 | 0.244%
|  | 861.226 | 0.244%
|  | 861.406 | 0.207%
|  | 861.586 | 0.167%
|  | 861.765 | 0.182%
|  | 861.945 | 0.185%
|  | 862.125 | 0.182%
|  | 862.305 | 0.142%
|  | 862.485 | 0.142%
|  | 862.664 | 0.127%
|  | 862.844 | 0.156%
|  | 863.024 | 0.189%
|  | 863.203 | 0.193%
|  | 863.383 | 0.109%
|  | 863.563 | 0.00061816
|  | 863.742 | 0.0005818
|  | 863.922 | 0.113%
|  | 864.102 | 0.138%
|  | 864.281 | 0.178%
|  | 864.461 | 0.153%
|  | 864.64 | 0.124%
|  | 864.82 | 0.142%
|  | 864.999 | 0.124%
|  | 865.179 | 0.00090906
|  | 865.358 | 0.00065452
|  | 865.538 | 0.124%
|  | 865.717 | 0.204%
|  | 865.896 | 0.262%
|  | 866.076 | 0.255%
|  | 866.255 | 0.196%
|  | 866.435 | 0.113%
|  | 866.614 | 0.138%
|  | 866.793 | 0.215%
|  | 866.973 | 0.291%
|  | 867.152 | 0.28%
|  | 867.331 | 0.302%
|  | 867.51 | 0.229%
|  | 867.69 | 0.142%
|  | 867.869 | 0.00043635
|  | 868.048 | 0.109%
|  | 868.227 | 0.222%
|  | 868.406 | 0.28%
|  | 868.585 | 0.236%
|  | 868.765 | 0.255%
|  | 868.944 | 0.262%
|  | 869.123 | 0.24%
|  | 869.302 | 0.149%
|  | 869.481 | 0.145%
|  | 869.66 | 0.204%
|  | 869.839 | 0.298%
|  | 870.018 | 0.305%
|  | 870.197 | 0.28%
|  | 870.376 | 0.193%
|  | 870.555 | 0.105%
|  | 870.734 | 0.142%
|  | 870.912 | 0.244%
|  | 871.091 | 0.28%
|  | 871.27 | 0.298%
|  | 871.449 | 0.269%
|  | 871.628 | 0.298%
|  | 871.807 | 0.222%
|  | 871.985 | 0.233%
|  | 872.164 | 0.131%
|  | 872.343 | 0.00094542
|  | 872.522 | 0.00079997
|  | 872.7 | 0.2%
|  | 872.879 | 0.276%
|  | 873.058 | 0.338%
|  | 873.236 | 0.28%
|  | 873.415 | 0.225%
|  | 873.594 | 0.193%
|  | 873.772 | 0.218%
|  | 873.951 | 0.298%
|  | 874.129 | 0.236%
|  | 874.308 | 0.207%
|  | 874.486 | 0.153%
|  | 874.665 | 0.182%
|  | 874.843 | 0.167%
|  | 875.022 | 0.265%
|  | 875.2 | 0.222%
|  | 875.379 | 0.331%
|  | 875.557 | 0.255%
|  | 875.736 | 0.284%
|  | 875.914 | 0.193%
|  | 876.092 | 0.142%
|  | 876.271 | 0.142%
|  | 876.449 | 0.193%
|  | 876.627 | 0.269%
|  | 876.805 | 0.298%
|  | 876.984 | 0.28%
|  | 877.162 | 0.24%
|  | 877.34 | 0.276%
|  | 877.518 | 0.298%
|  | 877.697 | 0.305%
|  | 877.875 | 0.28%
|  | 878.053 | 0.229%
|  | 878.231 | 0.236%
|  | 878.409 | 0.211%
|  | 878.587 | 0.229%
|  | 878.765 | 0.233%
|  | 878.943 | 0.273%
|  | 879.121 | 0.316%
|  | 879.299 | 0.349%
|  | 879.477 | 0.429%
|  | 879.655 | 0.542%
|  | 879.833 | 0.535%
|  | 880.011 | 0.418%
|  | 880.189 | 0.309%
|  | 880.367 | 0.389%
|  | 880.545 | 0.473%
|  | 880.723 | 0.531%
|  | 880.901 | 0.444%
|  | 881.079 | 0.52%
|  | 881.256 | 0.615%
|  | 881.434 | 0.789%
|  | 881.612 | 0.818%
|  | 881.79 | 0.811%
|  | 881.967 | 0.771%
|  | 882.145 | 0.807%
|  | 882.323 | 0.891%
|  | 882.501 | 0.949%
|  | 882.678 | 1.04%
|  | 882.856 | 1.153%
|  | 883.033 | 1.262%
|  | 883.211 | 1.345%
|  | 883.389 | 1.374%
|  | 883.566 | 1.378%
|  | 883.744 | 1.396%
|  | 883.921 | 1.436%
|  | 884.099 | 1.469%
|  | 884.276 | 1.451%
|  | 884.454 | 1.418%
|  | 884.631 | 1.425%
|  | 884.809 | 1.444%
|  | 884.986 | 1.382%
|  | 885.163 | 1.353%
|  | 885.341 | 1.305%
|  | 885.518 | 1.265%
|  | 885.696 | 1.211%
|  | 885.873 | 1.153%
|  | 886.05 | 1.131%
|  | 886.227 | 1.131%
|  | 886.405 | 1.069%
|  | 886.582 | 1.044%
|  | 886.759 | 0.964%
|  | 886.936 | 0.953%
|  | 887.114 | 0.924%
|  | 887.291 | 0.851%
|  | 887.468 | 0.829%
|  | 887.645 | 0.749%
|  | 887.822 | 0.655%
|  | 887.999 | 0.604%
|  | 888.176 | 0.585%
|  | 888.353 | 0.687%
|  | 888.53 | 0.662%
|  | 888.707 | 0.684%
|  | 888.884 | 0.604%
|  | 889.061 | 0.604%
|  | 889.238 | 0.535%
|  | 889.415 | 0.585%
|  | 889.592 | 0.556%
|  | 889.769 | 0.567%
|  | 889.946 | 0.527%
|  | 890.123 | 0.44%
|  | 890.3 | 0.404%
|  | 890.477 | 0.371%
|  | 890.653 | 0.378%
|  | 890.83 | 0.396%
|  | 891.007 | 0.462%
|  | 891.184 | 0.433%
|  | 891.36 | 0.389%
|  | 891.537 | 0.302%
|  | 891.714 | 0.284%
|  | 891.891 | 0.284%
|  | 892.067 | 0.247%
|  | 892.244 | 0.255%
|  | 892.421 | 0.28%
|  | 892.597 | 0.316%
|  | 892.774 | 0.324%
|  | 892.95 | 0.327%
|  | 893.127 | 0.385%
|  | 893.303 | 0.411%
|  | 893.48 | 0.349%
|  | 893.656 | 0.338%
|  | 893.833 | 0.324%
|  | 894.009 | 0.433%
|  | 894.186 | 0.422%
|  | 894.362 | 0.524%
|  | 894.538 | 0.469%
|  | 894.715 | 0.48%
|  | 894.891 | 0.484%
|  | 895.068 | 0.509%
|  | 895.244 | 0.476%
|  | 895.42 | 0.447%
|  | 895.596 | 0.484%
|  | 895.773 | 0.6%
|  | 895.949 | 0.669%
|  | 896.125 | 0.756%
|  | 896.301 | 0.716%
|  | 896.478 | 0.673%
|  | 896.654 | 0.625%
|  | 896.83 | 0.662%
|  | 897.006 | 0.705%
|  | 897.182 | 0.702%
|  | 897.358 | 0.695%
|  | 897.534 | 0.691%
|  | 897.71 | 0.665%
|  | 897.886 | 0.687%
|  | 898.062 | 0.691%
|  | 898.238 | 0.756%
|  | 898.414 | 0.684%
|  | 898.59 | 0.542%
|  | 898.766 | 0.487%
|  | 898.942 | 0.473%
|  | 899.118 | 0.52%
|  | 899.294 | 0.444%
|  | 899.47 | 0.451%
|  | 899.646 | 0.44%
|  | 899.821 | 0.495%
|  | 899.997 | 0.444%
|  | 900.173 | 0.527%
|  | 900.349 | 0.542%
|  | 900.525 | 0.662%
|  | 900.7 | 0.618%
|  | 900.876 | 0.571%
|  | 901.052 | 0.484%
|  | 901.227 | 0.4%
|  | 901.403 | 0.407%
|  | 901.579 | 0.342%
|  | 901.754 | 0.367%
|  | 901.93 | 0.349%
|  | 902.105 | 0.345%
|  | 902.281 | 0.4%
|  | 902.456 | 0.36%
|  | 902.632 | 0.436%
|  | 902.807 | 0.44%
|  | 902.983 | 0.418%
|  | 903.158 | 0.429%
|  | 903.334 | 0.425%
|  | 903.509 | 0.524%
|  | 903.685 | 0.498%
|  | 903.86 | 0.476%
|  | 904.035 | 0.56%
|  | 904.211 | 0.553%
|  | 904.386 | 0.564%
|  | 904.561 | 0.429%
|  | 904.737 | 0.4%
|  | 904.912 | 0.4%
|  | 905.087 | 0.484%
|  | 905.262 | 0.585%
|  | 905.438 | 0.622%
|  | 905.613 | 0.615%
|  | 905.788 | 0.633%
|  | 905.963 | 0.669%
|  | 906.138 | 0.658%
|  | 906.313 | 0.68%
|  | 906.488 | 0.662%
|  | 906.663 | 0.662%
|  | 906.839 | 0.673%
|  | 907.014 | 0.644%
|  | 907.189 | 0.604%
|  | 907.364 | 0.615%
|  | 907.539 | 0.615%
|  | 907.714 | 0.702%
|  | 907.888 | 0.742%
|  | 908.063 | 0.702%
|  | 908.238 | 0.575%
|  | 908.413 | 0.425%
|  | 908.588 | 0.48%
|  | 908.763 | 0.535%
|  | 908.938 | 0.527%
|  | 909.112 | 0.364%
|  | 909.287 | 0.342%
|  | 909.462 | 0.331%
|  | 909.637 | 0.444%
|  | 909.811 | 0.469%
|  | 909.986 | 0.389%
|  | 910.161 | 0.356%
|  | 910.336 | 0.338%
|  | 910.51 | 0.356%
|  | 910.685 | 0.353%
|  | 910.859 | 0.338%
|  | 911.034 | 0.356%
|  | 911.209 | 0.462%
|  | 911.383 | 0.378%
|  | 911.558 | 0.338%
|  | 911.732 | 0.189%
|  | 911.907 | 0.225%
|  | 912.081 | 0.182%
|  | 912.256 | 0.255%
|  | 912.43 | 0.287%
|  | 912.604 | 0.356%
|  | 912.779 | 0.429%
|  | 912.953 | 0.415%
|  | 913.128 | 0.4%
|  | 913.302 | 0.335%
|  | 913.476 | 0.436%
|  | 913.65 | 0.52%
|  | 913.825 | 0.582%
|  | 913.999 | 0.531%
|  | 914.173 | 0.425%
|  | 914.347 | 0.389%
|  | 914.522 | 0.502%
|  | 914.696 | 0.436%
|  | 914.87 | 0.385%
|  | 915.044 | 0.124%
|  | 915.218 | 0.273%
|  | 915.392 | 0.291%
|  | 915.566 | 0.462%
|  | 915.741 | 0.498%
|  | 915.915 | 0.578%
|  | 916.089 | 0.596%
|  | 916.263 | 0.575%
|  | 916.437 | 0.56%
|  | 916.611 | 0.578%
|  | 916.784 | 0.578%
|  | 916.958 | 0.615%
|  | 917.132 | 0.684%
|  | 917.306 | 0.84%
|  | 917.48 | 0.742%
|  | 917.654 | 0.695%
|  | 917.828 | 0.622%
|  | 918.002 | 0.764%
|  | 918.175 | 0.76%
|  | 918.349 | 0.745%
|  | 918.523 | 0.669%
|  | 918.697 | 0.684%
|  | 918.87 | 0.647%
|  | 919.044 | 0.56%
|  | 919.218 | 0.582%
|  | 919.391 | 0.684%
|  | 919.565 | 0.753%
|  | 919.739 | 0.655%
|  | 919.912 | 0.56%
|  | 920.086 | 0.538%
|  | 920.259 | 0.458%
|  | 920.433 | 0.433%
|  | 920.606 | 0.433%
|  | 920.78 | 0.393%
|  | 920.953 | 0.418%
|  | 921.127 | 0.484%
|  | 921.3 | 0.545%
|  | 921.474 | 0.505%
|  | 921.647 | 0.465%
|  | 921.82 | 0.538%
|  | 921.994 | 0.495%
|  | 922.167 | 0.487%
|  | 922.34 | 0.473%
|  | 922.514 | 0.364%
|  | 922.687 | 0.305%
|  | 922.86 | 0.236%
|  | 923.033 | 0.32%
|  | 923.207 | 0.251%
|  | 923.38 | 0.00094542
|  | 923.553 | 0.16%
|  | 923.726 | 0.178%
|  | 923.899 | 0.327%
|  | 924.072 | 0.28%
|  | 924.246 | 0.265%
|  | 924.419 | 0.276%
|  | 924.592 | 0.233%
|  | 924.765 | 0.396%
|  | 924.938 | 0.331%
|  | 925.111 | 0.295%
|  | 925.284 | 0.215%
|  | 925.457 | 0.276%
|  | 925.63 | 0.324%
|  | 925.803 | 0.313%
|  | 925.976 | 0.265%
|  | 926.148 | 0.338%
|  | 926.321 | 0.407%
|  | 926.494 | 0.342%
|  | 926.667 | 0.298%
|  | 926.84 | 0.145%
|  | 927.013 | 0.265%
|  | 927.185 | 0.233%
|  | 927.358 | 0.298%
|  | 927.531 | 0.229%
|  | 927.704 | 0.258%
|  | 927.876 | 0.178%
|  | 928.049 | 0.207%
|  | 928.222 | 0.193%
|  | 928.394 | 0.291%
|  | 928.567 | 0.345%
|  | 928.739 | 0.4%
|  | 928.912 | 0.418%
|  | 929.084 | 0.385%
|  | 929.257 | 0.404%
|  | 929.43 | 0.316%
|  | 929.602 | 0.327%
|  | 929.774 | 0.302%
|  | 929.947 | 0.255%
|  | 930.119 | 0.309%
|  | 930.292 | 0.193%
|  | 930.464 | 0.324%
|  | 930.637 | 0.171%
|  | 930.809 | 0.291%
|  | 930.981 | 0.00069088
|  | 931.154 | 0.175%
|  | 931.326 | 0.113%
|  | 931.498 | 0.345%
|  | 931.67 | 0.313%
|  | 931.843 | 0.305%
|  | 932.015 | 0.138%
|  | 932.187 | 0.0002909
|  | 932.359 | 0.00098178
|  | 932.531 | 0.276%
|  | 932.703 | 0.411%
|  | 932.876 | 0.342%
|  | 933.048 | 0.364%
|  | 933.22 | 0.255%
|  | 933.392 | 0.324%
|  | 933.564 | 0.0005818
|  | 933.736 | 0.0002909
|  | 933.908 | 0.00098178
|  | 934.08 | 0.175%
|  | 934.252 | 0.291%
|  | 934.424 | 0.247%
|  | 934.596 | 0.16%
|  | 934.767 | 0.156%
|  | 934.939 | -0.00014545
|  | 935.111 | 0.0008727
|  | 935.283 | 0.207%
|  | 935.455 | 0.316%
|  | 935.627 | 0.265%
|  | 935.798 | 0.00072725
|  | 935.97 | 0.175%
|  | 936.142 | 0.36%
|  | 936.314 | 0.462%
|  | 936.485 | 0.327%
|  | 936.657 | 0.244%
|  | 936.829 | 0.309%
|  | 937 | 0.385%
|  | 937.172 | 0.473%
|  | 937.344 | 0.393%
|  | 937.515 | 0.385%
|  | 937.687 | 0.305%
|  | 937.858 | 0.116%
|  | 938.03 | 0.00043635
|  | 938.201 | 0.00010909
|  | 938.373 | 0.164%
|  | 938.544 | 0.411%
|  | 938.716 | 0.469%
|  | 938.887 | 0.415%
|  | 939.058 | 0.251%
|  | 939.23 | 0.251%
|  | 939.401 | 0.378%
|  | 939.572 | 0.425%
|  | 939.744 | 0.385%
|  | 939.915 | 0.295%
|  | 940.086 | 0.171%
|  | 940.258 | 0.185%
|  | 940.429 | 0.447%
|  | 940.6 | 0.495%
|  | 940.771 | 0.425%
|  | 940.942 | 0.215%
|  | 941.114 | 0.324%
|  | 941.285 | 0.436%
|  | 941.456 | 0.465%
|  | 941.627 | 0.385%
|  | 941.798 | 0.247%
|  | 941.969 | 0.149%
|  | 942.14 | 0.247%
|  | 942.311 | 0.218%
|  | 942.482 | 0.233%
|  | 942.653 | 0.0002909
|  | 942.824 | 0.00032726
|  | 942.995 | -0.00032726
|  | 943.166 | 0.00021817
|  | 943.337 | 0.00036362
|  | 943.508 | 0.16%
|  | 943.678 | 0.185%
|  | 943.849 | 0.36%
|  | 944.02 | 0.338%
|  | 944.191 | 0.16%
|  | 944.362 | 0.353%
|  | 944.532 | 0.604%
|  | 944.703 | 0.811%
|  | 944.874 | 0.524%
|  | 945.045 | 0.455%
|  | 945.215 | 0.447%
|  | 945.386 | 0.48%
|  | 945.557 | 0.393%
|  | 945.727 | 0.415%
|  | 945.898 | 0.375%
|  | 946.068 | 0.382%
|  | 946.239 | 0.236%
|  | 946.409 | 0.36%
|  | 946.58 | 0.215%
|  | 946.75 | 0.287%
|  | 946.921 | 0.00054544
|  | 947.091 | 0.295%
|  | 947.262 | 0.305%
|  | 947.432 | 0.469%
|  | 947.603 | 0.193%
|  | 947.773 | 0.142%
|  | 947.943 | 0.24%
|  | 948.114 | 0.233%
|  | 948.284 | 0.302%
|  | 948.454 | 0.0008727
|  | 948.624 | 0.116%
|  | 948.795 | 0.135%
|  | 948.965 | 0.265%
|  | 949.135 | 0.487%
|  | 949.305 | 0.404%
|  | 949.476 | 0.298%
|  | 949.646 | 0.109%
|  | 949.816 | 0.189%
|  | 949.986 | 0.396%
|  | 950.156 | 0.542%
|  | 950.326 | 0.469%
|  | 950.496 | 0.262%
|  | 950.666 | 0.305%
|  | 950.836 | 0.524%
|  | 951.006 | 0.804%
|  | 951.176 | 0.789%
|  | 951.346 | 0.567%
|  | 951.516 | 0.505%
|  | 951.686 | 0.345%
|  | 951.856 | 0.364%
|  | 952.026 | 0.353%
|  | 952.195 | 0.407%
|  | 952.365 | 0.262%
|  | 952.535 | -0.00025454
|  | 952.705 | 0.00054544
|  | 952.875 | 0.127%
|  | 953.044 | 0.265%
|  | 953.214 | 0.182%
|  | 953.384 | 0.356%
|  | 953.553 | 0.425%
|  | 953.723 | 0.455%
|  | 953.893 | 0.516%
|  | 954.062 | 0.233%
|  | 954.232 | 0.00014545
|  | 954.402 | -0.175%
|  | 954.571 | 0.171%
|  | 954.741 | 0.436%
|  | 954.91 | 0.527%
|  | 955.08 | 0.556%
|  | 955.249 | 0.32%
|  | 955.419 | 0.298%
|  | 955.588 | 0.247%
|  | 955.757 | 0.36%
|  | 955.927 | 0.331%
|  | 956.096 | 0.313%
|  | 956.266 | 0.269%
|  | 956.435 | 0.335%
|  | 956.604 | -0.12%
|  | 956.774 | -0.102%
|  | 956.943 | -0.185%
|  | 957.112 | 0.316%
|  | 957.281 | 0.455%
|  | 957.45 | 0.444%
|  | 957.62 | 0.4%
|  | 957.789 | 0.385%
|  | 957.958 | 0.433%
|  | 958.127 | 0.375%
|  | 958.296 | 0.233%
|  | 958.465 | 0.244%
|  | 958.634 | 0.327%
|  | 958.803 | 0.342%
|  | 958.972 | 0.313%
|  | 959.141 | 0.00098178
|  | 959.31 | 0.258%
|  | 959.479 | 0.287%
|  | 959.648 | 0.538%
|  | 959.817 | 0.309%
|  | 959.986 | 0.105%
|  | 960.155 | -0.102%
|  | 960.324 | -0.00061816
|  | 960.493 | 0.167%
|  | 960.662 | 0.135%
|  | 960.83 | 0.316%
|  | 960.999 | 0.291%
|  | 961.168 | 0.265%
|  | 961.337 | 0.207%
|  | 961.505 | 0.102%
|  | 961.674 | 0.131%
|  | 961.843 | 0.193%
|  | 962.011 | 0.211%
|  | 962.18 | 0.295%
|  | 962.349 | 0.167%
|  | 962.517 | 0.211%
|  | 962.686 | 0.338%
|  | 962.854 | 0.313%
|  | 963.023 | 0.36%
|  | 963.192 | 0.2%
|  | 963.36 | 0.404%
|  | 963.529 | 0.00054544
|  | 963.697 | 0.218%
|  | 963.865 | 0.00094542
|  | 964.034 | 0.691%
|  | 964.202 | 0.596%
|  | 964.371 | 0.716%
|  | 964.539 | 0.389%
|  | 964.707 | 0.335%
|  | 964.876 | -0.164%
|  | 965.044 | -0.451%
|  | 965.212 | -0.509%
|  | 965.38 | -0.00047271
|  | 965.549 | 0.236%
|  | 965.717 | 0.375%
|  | 965.885 | 0.229%
|  | 966.053 | 0.28%
|  | 966.221 | 0.00025454
|  | 966.389 | 0.153%
|  | 966.558 | -3.6362e-05
|  | 966.726 | 0.2%
|  | 966.894 | -0.16%
|  | 967.062 | -0.00079997
|  | 967.23 | 0.00061816
|  | 967.398 | 0.331%
|  | 967.566 | 0.24%
|  | 967.734 | 0.24%
|  | 967.902 | 0.189%
|  | 968.07 | 0.189%
|  | 968.237 | 0.138%
|  | 968.405 | 0.331%
|  | 968.573 | 0.516%
|  | 968.741 | 0.484%
|  | 968.909 | 0.295%
|  | 969.077 | 0.447%
|  | 969.244 | 0.582%
|  | 969.412 | 0.767%
|  | 969.58 | 0.647%
|  | 969.748 | 0.691%
|  | 969.915 | 0.589%
|  | 970.083 | 0.691%
|  | 970.251 | 0.4%
|  | 970.418 | 0.553%
|  | 970.586 | 0.807%
|  | 970.753 | 0.527%
|  | 970.921 | 0.113%
|  | 971.089 | -0.204%
|  | 971.256 | 0.138%
|  | 971.424 | -0.207%
|  | 971.591 | -0.00047271
|  | 971.758 | -0.244%
|  | 971.926 | 0.324%
|  | 972.093 | -0.00021817
|  | 972.261 | 0.182%
|  | 972.428 | 0.116%
|  | 972.595 | -3.6362e-05
|  | 972.763 | 0.309%
|  | 972.93 | 0.00098178
|  | 973.097 | 0.364%
|  | 973.265 | -0.0002909
|  | 973.432 | 0.658%
|  | 973.599 | 0.615%
|  | 973.766 | 0.731%
|  | 973.934 | 0.502%
|  | 974.101 | 0.625%
|  | 974.268 | 0.753%
|  | 974.435 | 0.495%
|  | 974.602 | 0.6%
|  | 974.769 | -0.00039998
|  | 974.936 | -7.2725e-05
|  | 975.103 | -0.145%
|  | 975.27 | 0.00025454
|  | 975.437 | 0.00025454
|  | 975.604 | -0.153%
|  | 975.771 | 0.404%
|  | 975.938 | 0.855%
|  | 976.105 | 1.095%
|  | 976.272 | 0.895%
|  | 976.439 | 0.571%
|  | 976.606 | -0.00032726
|  | 976.773 | 0.00032726
|  | 976.94 | -0.4%
|  | 977.106 | 0.342%
|  | 977.273 | 0.193%
|  | 977.44 | 0.676%
|  | 977.607 | 0.313%
|  | 977.773 | 0.127%
|  | 977.94 | 0.298%
|  | 978.107 | 0.371%
|  | 978.273 | 0.287%
|  | 978.44 | 0.251%
|  | 978.607 | 0.258%
|  | 978.773 | 0.956%
|  | 978.94 | 0.658%
|  | 979.106 | 0.498%
|  | 979.273 | -0.185%
|  | 979.439 | -0.00090906
|  | 979.606 | 0.244%
|  | 979.772 | 0.909%
|  | 979.939 | 0.8%
|  | 980.105 | 0.724%
|  | 980.272 | 0.709%
|  | 980.438 | 1.164%
|  | 980.604 | 1.691%
|  | 980.771 | 1.196%
|  | 980.937 | 0.662%
|  | 981.103 | 0.665%
|  | 981.269 | 0.502%
|  | 981.436 | 0.724%
|  | 981.602 | 0.302%
|  | 981.768 | 0.778%
|  | 981.934 | 0.785%
|  | 982.101 | -0.00061816
|  | 982.267 | -0.52%
|  | 982.433 | -0.338%
|  | 982.599 | 0.415%
|  | 982.765 | 0.662%
|  | 982.931 | 0.149%
|  | 983.097 | -0.00025454
|  | 983.263 | 0.164%
|  | 983.429 | 0.862%
|  | 983.595 | 0.818%
|  | 983.761 | 0.542%
|  | 983.927 | -0.291%
|  | 984.093 | -0.32%
|  | 984.259 | -0.505%
|  | 984.425 | -0.233%
|  | 984.591 | 0.00054544
|  | 984.756 | 1.229%
|  | 984.922 | 2%
|  | 985.088 | 2.069%
|  | 985.254 | 1.258%
|  | 985.419 | 0.687%
|  | 985.585 | 0.727%
|  | 985.751 | 0.611%
|  | 985.917 | 0.945%
|  | 986.082 | 0.804%
|  | 986.248 | 1.007%
|  | 986.414 | 0.455%
|  | 986.579 | -0.00025454
|  | 986.745 | -0.215%
|  | 986.91 | -0.178%
|  | 987.076 | 0.00010909
|  | 987.241 | 0.516%
|  | 987.407 | 0.989%
|  | 987.572 | 1.222%
|  | 987.738 | 0.662%
|  | 987.903 | 0.247%
|  | 988.069 | -0.12%
|  | 988.234 | -0.149%
|  | 988.399 | -0.52%
|  | 988.565 | -0.433%
|  | 988.73 | -0.615%
|  | 988.895 | 0.371%
|  | 989.061 | -0.00069088
|  | 989.226 | 0.00094542
|  | 989.391 | -0.00039998
|  | 989.556 | 0.764%
|  | 989.722 | 0.858%
|  | 989.887 | 0.607%
|  | 990.052 | 0.429%
|  | 990.217 | 0.375%
|  | 990.382 | 0.229%
|  | 990.547 | 0.305%
|  | 990.712 | 0.371%
|  | 990.877 | 0.622%
|  | 991.042 | 0.687%
|  | 991.207 | 0.822%
|  | 991.372 | 0.204%
|  | 991.537 | 0.575%
|  | 991.702 | 0.575%
|  | 991.867 | 0.669%
|  | 992.032 | 3.6362e-05
|  | 992.197 | -0.00025454
|  | 992.362 | 0.458%
|  | 992.527 | 0.498%
|  | 992.692 | 0.756%
|  | 992.856 | 0.869%
|  | 993.021 | 0.636%
|  | 993.186 | -0.00047271
|  | 993.351 | -0.575%
|  | 993.515 | 0.00047271
|  | 993.68 | -0.371%
|  | 993.845 | -0.513%
|  | 994.009 | -0.32%
|  | 994.174 | 0.462%
|  | 994.339 | 0.193%
|  | 994.503 | -0.153%
|  | 994.668 | -0.76%
|  | 994.832 | -0.229%
|  | 994.997 | -0.709%
|  | 995.161 | 0.411%
|  | 995.326 | 1.313%
|  | 995.49 | 1.713%
|  | 995.655 | 1.894%
|  | 995.819 | 1.269%
|  | 995.983 | 1.222%
|  | 996.148 | 0.513%
|  | 996.312 | 0.207%
|  | 996.477 | 0.12%
|  | 996.641 | 0.684%
|  | 996.805 | 0.84%
|  | 996.969 | 0.335%
|  | 997.134 | 0.00083633
|  | 997.298 | 0.215%
|  | 997.462 | 1.022%
|  | 997.626 | 0.582%
|  | 997.79 | 0.796%
|  | 997.955 | 0.753%
|  | 998.119 | 0.975%
|  | 998.283 | 0.724%
|  | 998.447 | 0.651%
|  | 998.611 | 1.345%
|  | 998.775 | 1.924%
|  | 998.939 | 1.494%
|  | 999.103 | 0.273%
|  | 999.267 | -0.291%
|  | 999.431 | 0.615%
|  | 999.595 | 1.153%
|  | 999.759 | 1.265%
|  | 999.923 | 0.727%
|  | 1000.086 | 1.247%
|  | 1000.25 | 1.291%
|  | 1000.414 | 1.131%
|  | 1000.578 | 0.956%
|  | 1000.742 | 1.142%
|  | 1000.905 | 0.684%
|  | 1001.069 | 0.88%
|  | 1001.233 | 0.905%
|  | 1001.396 | 2.356%
|  | 1001.56 | 1.313%
|  | 1001.724 | 0.425%
|  | 1001.887 | -0.473%
|  | 1002.051 | 0.185%
|  | 1002.215 | 0.585%
|  | 1002.378 | 0.375%
|  | 1002.542 | 0.996%
|  | 1002.705 | 0.516%
|  | 1002.869 | 0.931%
|  | 1003.032 | -0.262%
|  | 1003.196 | 0.00098178
|  | 1003.359 | -0.262%
|  | 1003.522 | 0.64%
|  | 1003.686 | 1.465%
|  | 1003.849 | 1.182%
|  | 1004.013 | 0.524%
|  | 1004.176 | -0.462%
|  | 1004.339 | 0.789%
|  | 1004.502 | 0.215%
|  | 1004.666 | 0.316%
|  | 1004.829 | -0.451%
|  | 1004.992 | 0.458%
|  | 1005.155 | 0.68%
|  | 1005.319 | 1.338%
|  | 1005.482 | 1.753%
|  | 1005.645 | 1.433%
|  | 1005.808 | 0.647%
|  | 1005.971 | -0.429%
|  | 1006.134 | -0.127%
|  | 1006.297 | 0.109%
|  | 1006.46 | 0.404%
|  | 1006.623 | 0.571%
|  | 1006.786 | 1.28%
|  | 1006.949 | 1.509%
|  | 1007.112 | 1.604%
|  | 1007.275 | 1%
|  | 1007.438 | 1.084%
|  | 1007.601 | 1.709%
|  | 1007.764 | 1.804%
|  | 1007.926 | 2.12%
|  | 1008.089 | 0.865%
|  | 1008.252 | 1.353%
|  | 1008.415 | 1.24%
|  | 1008.578 | 2.4%
|  | 1008.74 | 1.022%
|  | 1008.903 | 0.342%
|  | 1009.066 | 0.353%
|  | 1009.228 | 0.604%
|  | 1009.391 | 0.96%
|  | 1009.554 | -0.233%
|  | 1009.716 | -0.131%
|  | 1009.879 | -0.604%
|  | 1010.041 | -0.331%
|  | 1010.204 | -0.265%
|  | 1010.366 | 0.178%
|  | 1010.529 | -0.396%
|  | 1010.691 | 0.00079997
|  | 1010.854 | 1.007%
|  | 1011.016 | 1.538%
|  | 1011.178 | 1.494%
|  | 1011.341 | 1.193%
|  | 1011.503 | 1.425%
|  | 1011.666 | 0.596%
|  | 1011.828 | 0.611%
|  | 1011.99 | 0.913%
|  | 1012.152 | 2.807%
|  | 1012.315 | 2.036%
|  | 1012.477 | 2.051%
|  | 1012.639 | 0.316%
|  | 1012.801 | 1.938%
|  | 1012.963 | 2.054%
|  | 1013.126 | 2.894%
|  | 1013.288 | 0.349%
|  | 1013.45 | 0.167%
|  | 1013.612 | 0.247%
|  | 1013.774 | 0.68%
|  | 1013.936 | -0.316%
|  | 1014.098 | -0.745%
|  | 1014.26 | -0.00065452
|  | 1014.422 | 0.509%
|  | 1014.584 | 0.411%
|  | 1014.746 | 0.24%
|  | 1014.908 | -0.436%
|  | 1015.069 | -0.404%
|  | 1015.231 | 0.00050907
|  | 1015.393 | 1.167%
|  | 1015.555 | 1.036%
|  | 1015.717 | 1.269%
|  | 1015.879 | -0.00039998
|  | 1016.04 | 0.229%
|  | 1016.202 | -0.265%
|  | 1016.364 | 0.236%
|  | 1016.525 | 0.378%
|  | 1016.687 | 0.462%
|  | 1016.849 | 1.865%
|  | 1017.01 | 2.084%
|  | 1017.172 | 0.418%
|  | 1017.333 | -1.193%
|  | 1017.495 | -1.516%
|  | 1017.657 | 0.218%
|  | 1017.818 | 0.00021817
|  | 1017.98 | -0.113%
|  | 1018.141 | -2.022%
|  | 1018.302 | -1.378%
|  | 1018.464 | 0.105%
|  | 1018.625 | 4.782%
|  | 1018.787 | 3.909%
|  | 1018.948 | 2.996%
|  | 1019.109 | 1.316%
|  | 1019.271 | 1.705%
|  | 1019.432 | 2.069%
|  | 1019.593 | 1.654%
|  | 1019.754 | 1.607%
|  | 1019.916 | 0.735%
|  | 1020.077 | -1.225%
|  | 1020.238 | 1.018%
|  | 1020.399 | 0.844%
|  | 1020.56 | 2.233%
|  | 1020.721 | 1.178%
|  | 1020.883 | 1.356%
|  | 1021.044 | 1.382%
|  | 1021.205 | 0.738%
|  | 1021.366 | 1.284%
|  | 1021.527 | 1.52%
|  | 1021.688 | 3.851%
|  | 1021.849 | 3.494%
|  | 1022.01 | 1.887%
|  | 1022.17 | 0.149%
|  | 1022.331 | -0.709%
|  | 1022.492 | 0.909%
|  | 1022.653 | -0.382%
|  | 1022.814 | 1.149%
|  | 1022.975 | 1.709%
|  | 1023.135 | 4.207%
|  | 1023.296 | 3.927%
|  | 1023.457 | 2.418%
|  | 1023.618 | 1.88%
|  | 1023.778 | 1.713%
|  | 1023.939 | 2.353%
|  | 1024.1 | 2.527%
|  | 1024.26 | 0.905%
|  | 1024.421 | 0.102%
|  | 1024.582 | -1.494%
|  | 1024.742 | -1.135%
|  | 1024.903 | -0.393%
|  | 1025.063 | 1.567%
|  | 1025.224 | 2.211%
|  | 1025.384 | 0.28%
|  | 1025.545 | -2.182%
|  | 1025.705 | -2.887%
|  | 1025.865 | -2.465%
|  | 1026.026 | -3.338%
|  | 1026.186 | -1.691%
|  | 1026.347 | 1.52%
|  | 1026.507 | 2.622%
|  | 1026.667 | 1.749%
|  | 1026.827 | 0.756%
|  | 1026.988 | 2.644%
|  | 1027.148 | 2.189%
|  | 1027.308 | 1.596%
|  | 1027.468 | 0.444%
|  | 1027.629 | 1.52%
|  | 1027.789 | 0.564%
|  | 1027.949 | 1.6%
|  | 1028.109 | 1.974%
|  | 1028.269 | 1.949%
|  | 1028.429 | -2.284%
|  | 1028.589 | -1.724%
|  | 1028.749 | -0.825%
|  | 1028.909 | 3.505%
|  | 1029.069 | 2.916%
|  | 1029.229 | 2.724%
|  | 1029.389 | 2.145%
|  | 1029.549 | 0.349%
|  | 1029.709 | 0.313%
|  | 1029.869 | 0.531%
|  | 1030.028 | 1.105%
|  | 1030.188 | 0.527%
|  | 1030.348 | 0.698%
|  | 1030.508 | 0.571%
|  | 1030.668 | 1.734%
|  | 1030.827 | -0.869%
|  | 1030.987 | -0.491%
|  | 1031.147 | -3.462%
|  | 1031.306 | -0.455%
|  | 1031.466 | 0.149%
|  | 1031.626 | 2.996%
|  | 1031.785 | 1.396%
|  | 1031.945 | -0.265%
|  | 1032.104 | 0.738%
|  | 1032.264 | 1.211%
|  | 1032.423 | 3.364%
|  | 1032.583 | 1.062%
|  | 1032.742 | -1.898%
|  | 1032.902 | -1.687%
|  | 1033.061 | -0.869%
|  | 1033.22 | 1.902%
|  | 1033.38 | 1.095%
|  | 1033.539 | 0.644%
|  | 1033.699 | 0.695%
|  | 1033.858 | 1.389%
|  | 1034.017 | 3.098%
|  | 1034.176 | 4.291%
|  | 1034.336 | 5.287%
|  | 1034.495 | 3.444%
|  | 1034.654 | 5.44%
|  | 1034.813 | 4.422%
|  | 1034.972 | 7.607%
|  | 1035.131 | 5.818%
|  | 1035.291 | 5.414%
|  | 1035.45 | 2.131%
|  | 1035.609 | 1.902%
|  | 1035.768 | 3.145%
|  | 1035.927 | 3.298%
|  | 1036.086 | 2.454%
|  | 1036.245 | 0.345%
|  | 1036.404 | -0.662%
|  | 1036.563 | 0.96%
|  | 1036.722 | 1.171%
|  | 1036.88 | 0.625%
|  | 1037.039 | -1.229%
|  | 1037.198 | -1.229%
|  | 1037.357 | 1.425%
|  | 1037.516 | 2.069%
|  | 1037.675 | 2.182%
|  | 1037.833 | 2.32%
|  | 1037.992 | -0.938%
|  | 1038.151 | 1.251%
|  | 1038.309 | 0.415%
|  | 1038.468 | 2.211%
|  | 1038.627 | -0.651%
|  | 1038.785 | 1.025%
|  | 1038.944 | 3.585%
|  | 1039.102 | 4.698%
|  | 1039.261 | 3.356%
|  | 1039.42 | 1.534%
|  | 1039.578 | 1.92%
|  | 1039.737 | 4.16%
|  | 1039.895 | 1.916%
|  | 1040.053 | 1.876%
|  | 1040.212 | -1.044%
|  | 1040.37 | 0.876%